## Sheet1
Architecture/PV RES (kW) | Architecture/PV COMM (kW) | Architecture/PV FIELD (kW) | Architecture/STORAGE (#) | Architecture/Grid (kW) | Architecture/Conv (kW) | Cost/NPC ($) | Cost/LCOE ($/kWh) | Cost/Operating cost ($/yr) | Cost/CAPEX ($) | System/Ren Frac (%) | System/Total Fuel (L/yr) | Project Economics/IRR (%) | Project Economics/Simple Payback (yr) | PV RES/CAPEX | PV RES/Energy Production (kWh/yr) | PV COMM/CAPEX | PV COMM/Energy Production (kWh/yr) | PV FIELD/CAPEX | PV FIELD/Energy Production (kWh/yr) | STORAGE/Auxiliary Load Percent (%) | STORAGE/Autonomy (hr) | STORAGE/Annual Throughput (kWh/yr) | STORAGE/Nominal Capacity (kWh) | STORAGE/Accessible Capacity (kWh) | Conv/Rectifier Mean Output (kW) | Conv/Inverter Mean Output (kW) | Grid/Energy Purchased (kWh) | Grid/Energy Sold (kWh)
16077 | 15936 | 27460 | 20 | 999999 | 9999999 | 999859300 | 0.19821 | 61356780 | 74851100 | 24.4788 | 0 | 19.9946 | 4.8732 | 26442650 | 23416170 | 16270660 | 23210800 | 25537800 | 39995520 | 0 | 0.43667 | 3839101 | 20000 | 16000 | 0 | 9350.105 | 252696100 | 13629620
16077 | 15936 | 27460 | 15 | 999999 | 9999999 | 999952100 | 0.19774 | 61472390 | 73201100 | 24.4429 | 0 | 20.3028 | 4.8093 | 26442650 | 23416170 | 16270660 | 23210800 | 25537800 | 39995520 | 0 | 0.3275 | 3006765 | 15000 | 12000 | 0 | 9359.62 | 253446200 | 14463110
16000 | 15936 | 27460 | 20 | 999999 | 9999999 | 999967600 | 0.19825 | 61372370 | 74724460 | 24.45 | 0 | 20.0104 | 4.8697 | 26316000 | 23304020 | 16270660 | 23210800 | 25537800 | 39995520 | 0 | 0.43667 | 3831132 | 20000 | 16000 | 0 | 9338.034 | 252763900 | 13591740
16000 | 15936 | 27460 | 15 | 999999 | 9999999 | 1000044000 | 0.19778 | 61486900 | 73074460 | 24.4142 | 0 | 20.3203 | 4.8054 | 26316000 | 23304020 | 16270660 | 23210800 | 25537800 | 39995520 | 0 | 0.3275 | 3001616 | 15000 | 12000 | 0 | 9347.517 | 253511500 | 14422410
16077 | 15936 | 27460 | 25 | 999999 | 9999999 | 1000070000 | 0.19869 | 61261320 | 76501100 | 24.5111 | 0 | 19.671 | 4.9423 | 26442650 | 23416170 | 16270660 | 23210800 | 25537800 | 39995520 | 0 | 0.54584 | 4581122 | 25000.01 | 20000 | 0 | 9341.623 | 252027300 | 12886570
16000 | 15936 | 27460 | 25 | 999999 | 9999999 | 1000189000 | 0.19874 | 61277640 | 76374460 | 24.482 | 0 | 19.685 | 4.9391 | 26316000 | 23304020 | 16270660 | 23210800 | 25537800 | 39995520 | 0 | 0.54584 | 4569784 | 25000.01 | 20000 | 0 | 9329.591 | 252098200 | 12852060
16077 | 15936 | 27460 | 10 | 999999 | 9999999 | 1000433000 | 0.19729 | 61613720 | 71551100 | 24.4032 | 0 | 20.594 | 4.7502 | 26442650 | 23416170 | 16270660 | 23210800 | 25537800 | 39995520 | 0 | 0.21834 | 2084501 | 10000 | 8000.001 | 0 | 9370.163 | 254277400 | 15386650
16000 | 15936 | 27460 | 10 | 999999 | 9999999 | 1000520000 | 0.19733 | 61627920 | 71424460 | 24.3747 | 0 | 20.6132 | 4.7461 | 26316000 | 23304020 | 16270660 | 23210800 | 25537800 | 39995520 | 0 | 0.21834 | 2081852 | 10000 | 8000.001 | 0 | 9358.031 | 254340500 | 15343450
16077 | 15936 | 27460 | 30 | 999999 | 9999999 | 1000606000 | 0.19918 | 61187400 | 78151100 | 24.5391 | 0 | 19.33 | 5.0172 | 26442650 | 23416170 | 16270660 | 23210800 | 25537800 | 39995520 | 0 | 0.65501 | 5223583 | 30000.01 | 24000 | 0 | 9334.279 | 251448300 | 12243210
16000 | 15936 | 27460 | 30 | 999999 | 9999999 | 1000737000 | 0.19923 | 61204530 | 78024460 | 24.5098 | 0 | 19.342 | 5.0144 | 26316000 | 23304020 | 16270660 | 23210800 | 25537800 | 39995520 | 0 | 0.65501 | 5208472 | 30000.01 | 24000 | 0 | 9322.289 | 251522600 | 12212490
16077 | 15936 | 27460 | 35 | 999999 | 9999999 | 1001434000 | 0.19968 | 61132880 | 79801100 | 24.5633 | 0 | 18.9753 | 5.0975 | 26442650 | 23416170 | 16270660 | 23210800 | 25537800 | 39995520 | 0 | 0.76418 | 5776298 | 35000.01 | 28000.01 | 0 | 9327.961 | 250950200 | 11689730
16000 | 15936 | 27460 | 35 | 999999 | 9999999 | 1001577000 | 0.19972 | 61150760 | 79674460 | 24.5338 | 0 | 18.9855 | 5.095 | 26316000 | 23304020 | 16270660 | 23210800 | 25537800 | 39995520 | 0 | 0.76418 | 5757724 | 35000.01 | 28000.01 | 0 | 9316.011 | 251027600 | 11662480
16077 | 15936 | 27460 |  | 999999 | 9999999 | 1001856000 | 0.19635 | 61927030 | 68251100 | 24.3144 | 0 | 21.1377 | 4.6448 | 26442650 | 23416170 | 16270660 | 23210800 | 25537800 | 39995520 | [5 empty] | 0 | 9393.992 | 256156000 | 17474050
16000 | 15936 | 27460 |  | 999999 | 9999999 | 1001939000 | 0.19639 | 61940900 | 68124460 | 24.2862 | 0 | 21.1595 | 4.6403 | 26316000 | 23304020 | 16270660 | 23210800 | 25537800 | 39995520 | [5 empty] | 0 | 9381.829 | 256216700 | 17428190
16077 | 15936 | 27460 | 40 | 999999 | 9999999 | 1002405000 | 0.20018 | 61087840 | 81451100 | 24.5856 | 0 | 18.6206 | 5.1801 | 26442650 | 23416170 | 16270660 | 23210800 | 25537800 | 39995520 | 0 | 0.87334 | 6285211 | 40000.01 | 32000.01 | 0 | 9322.144 | 250491500 | 11180110
16000 | 15936 | 27460 | 40 | 999999 | 9999999 | 1002552000 | 0.20023 | 61105980 | 81324460 | 24.5561 | 0 | 18.6297 | 5.1778 | 26316000 | 23304020 | 16270660 | 23210800 | 25537800 | 39995520 | 0 | 0.87334 | 6265420 | 40000.01 | 32000.01 | 0 | 9310.207 | 250570000 | 11154080
14000 | 15936 | 27460 | 15 | 999999 | 9999999 | 1002759000 | 0.19892 | 61885160 | 69784960 | 23.6653 | 0 | 20.7816 | 4.7063 | 23026500 | 20391020 | 16270660 | 23210800 | 25537800 | 39995520 | 0 | 0.3275 | 2850012 | 15000 | 12000 | 0 | 9033.342 | 255247700 | 13406440
14000 | 15936 | 27460 | 10 | 999999 | 9999999 | 1002910000 | 0.19844 | 62004600 | 68134960 | 23.6305 | 0 | 21.1217 | 4.6398 | 23026500 | 20391020 | 16270660 | 23210800 | 25537800 | 39995520 | 0 | 0.21834 | 1997142 | 10000 | 8000.001 | 0 | 9043.092 | 256016400 | 14260490
14000 | 15936 | 27460 | 20 | 999999 | 9999999 | 1002944000 | 0.1994 | 61788000 | 71434960 | 23.6961 | 0 | 20.4227 | 4.7786 | 23026500 | 20391020 | 16270660 | 23210800 | 25537800 | 39995520 | 0 | 0.43667 | 3599899 | 20000 | 16000 | 0 | 9024.77 | 254571900 | 12655510
16077 | 15936 | 27460 | 45 | 999999 | 9999999 | 1003476000 | 0.20068 | 61049480 | 83101100 | 24.6067 | 0 | 18.2694 | 5.2643 | 26442650 | 23416170 | 16270660 | 23210800 | 25537800 | 39995520 | 0 | 0.98251 | 6763243 | 45000.01 | 36000.01 | 0 | 9316.679 | 250060700 | 10701420
14000 | 15936 | 27460 | 25 | 999999 | 9999999 | 1003506000 | 0.19989 | 61715830 | 73084960 | 23.7222 | 0 | 20.0418 | 4.8578 | 23026500 | 20391020 | 16270660 | 23210800 | 25537800 | 39995520 | 0 | 0.54584 | 4234222 | 25000.01 | 20000 | 0 | 9017.519 | 254000200 | 12020310
16000 | 15936 | 27460 | 45 | 999999 | 9999999 | 1003629000 | 0.20073 | 61067980 | 82974460 | 24.577 | 0 | 18.2774 | 5.2622 | 26316000 | 23304020 | 16270660 | 23210800 | 25537800 | 39995520 | 0 | 0.98251 | 6741778 | 45000.01 | 36000.01 | 0 | 9304.762 | 250140700 | 10677060
16077 | 14000 | 27460 | 15 | 999999 | 9999999 | 1003897000 | 0.1991 | 61865160 | 71224450 | 23.7184 | 0 | 20.3452 | 4.7997 | 26442650 | 23416170 | 14294000 | 20391020 | 25537800 | 39995520 | 0 | 0.3275 | 2862007 | 15000 | 12000 | 0 | 9055.477 | 255122600 | 13475230
16000 | 14000 | 27460 | 15 | 999999 | 9999999 | 1004007000 | 0.19915 | 61880850 | 71097800 | 23.6894 | 0 | 20.3622 | 4.796 | 26316000 | 23304020 | 14294000 | 20391020 | 25537800 | 39995520 | 0 | 0.3275 | 2855438 | 15000 | 12000 | 0 | 9043.389 | 255190900 | 13437660
16077 | 14000 | 27460 | 20 | 999999 | 9999999 | 1004062000 | 0.19959 | 61766640 | 72874450 | 23.7496 | 0 | 20.0037 | 4.8707 | 26442650 | 23416170 | 14294000 | 20391020 | 25537800 | 39995520 | 0 | 0.43667 | 3618136 | 20000 | 16000 | 0 | 9046.833 | 254441200 | 12718050
16077 | 14000 | 27460 | 10 | 999999 | 9999999 | 1004069000 | 0.19863 | 61986020 | 69574450 | 23.6833 | 0 | 20.6678 | 4.7345 | 26442650 | 23416170 | 14294000 | 20391020 | 25537800 | 39995520 | 0 | 0.21834 | 2004327 | 10000 | 8000.001 | 0 | 9065.281 | 255895600 | 14334100
14000 | 15936 | 27460 |  | 999999 | 9999999 | 1004161000 | 0.19751 | 62306500 | 64834960 | 23.5497 | 0 | 21.7466 | 4.5227 | 23026500 | 20391020 | 16270660 | 23210800 | 25537800 | 39995520 | [5 empty] | 0 | 9065.922 | 257816300 | 16260410
16000 | 14000 | 27460 | 10 | 999999 | 9999999 | 1004165000 | 0.19867 | 62000790 | 69447800 | 23.6545 | 0 | 20.6866 | 4.7305 | 26316000 | 23304020 | 14294000 | 20391020 | 25537800 | 39995520 | 0 | 0.21834 | 2000385 | 10000 | 8000.001 | 0 | 9053.163 | 255961600 | 14293900
16000 | 14000 | 27460 | 20 | 999999 | 9999999 | 1004183000 | 0.19963 | 61783070 | 72747800 | 23.7204 | 0 | 20.0187 | 4.8674 | 26316000 | 23304020 | 14294000 | 20391020 | 25537800 | 39995520 | 0 | 0.43667 | 3608159 | 20000 | 16000 | 0 | 9034.784 | 254512500 | 12683900
13000 | 15936 | 27460 | 15 | 999999 | 9999999 | 1004233000 | 0.19949 | 62092030 | 68140210 | 23.2873 | 0 | 21.0166 | 4.6572 | 21381750 | 18934520 | 16270660 | 23210800 | 25537800 | 39995520 | 0 | 0.3275 | 2760690 | 15000 | 12000 | 0 | 8876.409 | 256147800 | 12931780
13000 | 15936 | 27460 | 10 | 999999 | 9999999 | 1004257000 | 0.19901 | 62203040 | 66490210 | 23.2549 | 0 | 21.3834 | 4.5867 | 21381750 | 18934520 | 16270660 | 23210800 | 25537800 | 39995520 | 0 | 0.21834 | 1946780 | 10000 | 8000.001 | 0 | 8885.713 | 256881300 | 13746820
14000 | 15936 | 27460 | 30 | 999999 | 9999999 | 1004378000 | 0.20039 | 61664210 | 74734960 | 23.7445 | 0 | 19.6464 | 4.9427 | 23026500 | 20391020 | 16270660 | 23210800 | 25537800 | 39995520 | 0 | 0.65501 | 4773569 | 30000.01 | 24000 | 0 | 9011.354 | 253514100 | 11480210
13000 | 15936 | 27460 | 20 | 999999 | 9999999 | 1004585000 | 0.19998 | 62005960 | 69790210 | 23.3151 | 0 | 20.6276 | 4.7344 | 21381750 | 18934520 | 16270660 | 23210800 | 25537800 | 39995520 | 0 | 0.43667 | 3459308 | 20000 | 16000 | 0 | 8868.423 | 255518200 | 12232190
16077 | 14000 | 27460 | 25 | 999999 | 9999999 | 1004596000 | 0.20008 | 61692630 | 74524450 | 23.7761 | 0 | 19.6405 | 4.9487 | 26442650 | 23416170 | 14294000 | 20391020 | 25537800 | 39995520 | 0 | 0.54584 | 4261010 | 25000.01 | 20000 | 0 | 9039.484 | 253861800 | 12074290
16077 | 15936 | 27460 | 50 | 999999 | 9999999 | 1004624000 | 0.20119 | 61016180 | 84751100 | 24.6267 | 0 | 17.9235 | 5.3495 | 26442650 | 23416170 | 16270660 | 23210800 | 25537800 | 39995520 | 0 | 1.0917 | 7217867 | 50000.01 | 40000.01 | 0 | 9311.481 | 249650900 | 10246160
16000 | 14000 | 27460 | 25 | 999999 | 9999999 | 1004732000 | 0.20012 | 61710060 | 74397800 | 23.7467 | 0 | 19.6532 | 4.9457 | 26316000 | 23304020 | 14294000 | 20391020 | 25537800 | 39995520 | 0 | 0.54584 | 4246420 | 25000.01 | 20000 | 0 | 9027.488 | 253937300 | 12044750
16000 | 15936 | 27460 | 50 | 999999 | 9999999 | 1004780000 | 0.20123 | 61034880 | 84624460 | 24.597 | 0 | 17.9306 | 5.3475 | 26316000 | 23304020 | 16270660 | 23210800 | 25537800 | 39995520 | 0 | 1.0917 | 7195496 | 50000.01 | 40000.01 | 0 | 9299.575 | 249731800 | 10222710
13000 | 15936 | 27460 | 25 | 999999 | 9999999 | 1005337000 | 0.20048 | 61946350 | 71440210 | 23.3382 | 0 | 20.2153 | 4.8191 | 21381750 | 18934520 | 16270660 | 23210800 | 25537800 | 39995520 | 0 | 0.54584 | 4035577 | 25000.01 | 20000 | 0 | 8861.836 | 254998800 | 11655120
16077 | 14000 | 27460 |  | 999999 | 9999999 | 1005338000 | 0.19769 | 62289100 | 66274440 | 23.6019 | 0 | 21.2572 | 4.6203 | 26442650 | 23416170 | 14294000 | 20391020 | 25537800 | 39995520 | [5 empty] | 0 | 9088.193 | 257702000 | 16341210
13000 | 15936 | 27460 |  | 999999 | 9999999 | 1005344000 | 0.19807 | 62494060 | 63190210 | 23.1781 | 0 | 22.0544 | 4.4633 | 21381750 | 18934520 | 16270660 | 23210800 | 25537800 | 39995520 | [5 empty] | 0 | 8907.968 | 258635900 | 15696300
14000 | 15936 | 27460 | 35 | 999999 | 9999999 | 1005367000 | 0.2009 | 61620400 | 76384960 | 23.7654 | 0 | 19.2551 | 5.0293 | 23026500 | 20391020 | 16270660 | 23210800 | 25537800 | 39995520 | 0 | 0.76418 | 5276781 | 35000.01 | 28000.01 | 0 | 9005.601 | 253060600 | 10976300
16000 | 14000 | 27460 |  | 999999 | 9999999 | 1005427000 | 0.19774 | 62303370 | 66147800 | 23.5734 | 0 | 21.2793 | 4.6158 | 26316000 | 23304020 | 14294000 | 20391020 | 25537800 | 39995520 | [5 empty] | 0 | 9076.03 | 257764400 | 16297060
16077 | 14000 | 27460 | 30 | 999999 | 9999999 | 1005451000 | 0.20058 | 61639940 | 76174450 | 23.7987 | 0 | 19.2613 | 5.0327 | 26442650 | 23416170 | 14294000 | 20391020 | 25537800 | 39995520 | 0 | 0.65501 | 4805278 | 30000.01 | 24000 | 0 | 9033.263 | 253371200 | 11529260
16000 | 14000 | 27460 | 30 | 999999 | 9999999 | 1005596000 | 0.20062 | 61657950 | 76047800 | 23.7691 | 0 | 19.2722 | 5.03 | 26316000 | 23304020 | 14294000 | 20391020 | 25537800 | 39995520 | 0 | 0.65501 | 4788008 | 30000.01 | 24000 | 0 | 9021.297 | 253449200 | 11502410
16077 | 13000 | 27460 | 15 | 999999 | 9999999 | 1006050000 | 0.19982 | 62075720 | 70203450 | 23.3407 | 0 | 20.3569 | 4.7969 | 26442650 | 23416170 | 13273000 | 18934520 | 25537800 | 39995520 | 0 | 0.3275 | 2773940 | 15000 | 12000 | 0 | 8898.529 | 256019200 | 12997000
16077 | 13000 | 27460 | 10 | 999999 | 9999999 | 1006092000 | 0.19933 | 62187920 | 68553450 | 23.308 | 0 | 20.6973 | 4.7281 | 26442650 | 23416170 | 13273000 | 18934520 | 25537800 | 39995520 | 0 | 0.21834 | 1954544 | 10000 | 8000.001 | 0 | 8907.896 | 256757700 | 13817540
16000 | 13000 | 27460 | 15 | 999999 | 9999999 | 1006166000 | 0.19986 | 62091830 | 70076800 | 23.3115 | 0 | 20.3735 | 4.7933 | 26316000 | 23304020 | 13273000 | 18934520 | 25537800 | 39995520 | 0 | 0.3275 | 2766804 | 15000 | 12000 | 0 | 8886.448 | 256089300 | 12961250
16000 | 13000 | 27460 | 10 | 999999 | 9999999 | 1006199000 | 0.19938 | 62203400 | 68426800 | 23.279 | 0 | 20.7159 | 4.7242 | 26316000 | 23304020 | 13273000 | 18934520 | 25537800 | 39995520 | 0 | 0.21834 | 1950292 | 10000 | 8000.001 | 0 | 8895.782 | 256825200 | 13778900
13000 | 15936 | 27460 | 30 | 999999 | 9999999 | 1006280000 | 0.20098 | 61899460 | 73090210 | 23.3591 | 0 | 19.8008 | 4.907 | 21381750 | 18934520 | 16270660 | 23210800 | 25537800 | 39995520 | 0 | 0.65501 | 4553017 | 30000.01 | 24000 | 0 | 8855.921 | 254532500 | 11136960
16077 | 13000 | 27460 | 20 | 999999 | 9999999 | 1006376000 | 0.2003 | 61987880 | 71853450 | 23.3691 | 0 | 19.9945 | 4.8725 | 26442650 | 23416170 | 13273000 | 18934520 | 25537800 | 39995520 | 0 | 0.43667 | 3480712 | 20000 | 16000 | 0 | 8890.45 | 255382300 | 12289250
16077 | 14000 | 27460 | 35 | 999999 | 9999999 | 1006432000 | 0.20108 | 61595560 | 77824450 | 23.8198 | 0 | 18.8846 | 5.1186 | 26442650 | 23416170 | 14294000 | 20391020 | 25537800 | 39995520 | 0 | 0.76418 | 5311133 | 35000.01 | 28000.01 | 0 | 9027.479 | 252915300 | 11022710
14000 | 15936 | 27460 | 40 | 999999 | 9999999 | 1006478000 | 0.2014 | 61584620 | 78034960 | 23.7847 | 0 | 18.8671 | 5.1179 | 23026500 | 20391020 | 16270660 | 23210800 | 25537800 | 39995520 | 0 | 0.87334 | 5742889 | 40000.01 | 32000.01 | 0 | 9000.272 | 252640500 | 10509550
16000 | 13000 | 27460 | 20 | 999999 | 9999999 | 1006507000 | 0.20035 | 62004980 | 71726800 | 23.3396 | 0 | 20.0086 | 4.8693 | 26316000 | 23304020 | 13273000 | 18934520 | 25537800 | 39995520 | 0 | 0.43667 | 3468989 | 20000 | 16000 | 0 | 8878.422 | 255456500 | 12258090
16000 | 14000 | 27460 | 35 | 999999 | 9999999 | 1006582000 | 0.20113 | 61613890 | 77697800 | 23.7901 | 0 | 18.8943 | 5.1162 | 26316000 | 23304020 | 14294000 | 20391020 | 25537800 | 39995520 | 0 | 0.76418 | 5292360 | 35000.01 | 28000.01 | 0 | 9015.532 | 252994700 | 10997360
14000 | 14000 | 27460 | 10 | 999999 | 9999999 | 1006928000 | 0.19982 | 62402240 | 66158300 | 22.9011 | 0 | 21.1847 | 4.6267 | 23026500 | 20391020 | 14294000 | 20391020 | 25537800 | 39995520 | 0 | 0.21834 | 1891355 | 10000 | 8000.001 | 0 | 8738.502 | 257710600 | 13286490
14000 | 14000 | 27460 | 15 | 999999 | 9999999 | 1007034000 | 0.2003 | 62299840 | 67808300 | 22.9311 | 0 | 20.8068 | 4.7006 | 23026500 | 20391020 | 14294000 | 20391020 | 25537800 | 39995520 | 0 | 0.3275 | 2665430 | 15000 | 12000 | 0 | 8729.653 | 257012900 | 12511340
16077 | 15936 | 27460 | 60 | 999999 | 9999999 | 1007065000 | 0.20221 | 60959170 | 88051100 | 24.6651 | 0 | 17.2534 | 5.5213 | 26442650 | 23416170 | 16270660 | 23210800 | 25537800 | 39995520 | 0 | 1.31 | 8082822 | 60000.01 | 48000.01 | 0 | 9301.594 | 248871400 | 9380007
16077 | 13000 | 27460 | 25 | 999999 | 9999999 | 1007104000 | 0.2008 | 61926740 | 73503450 | 23.3925 | 0 | 19.6077 | 4.9559 | 26442650 | 23416170 | 13273000 | 18934520 | 25537800 | 39995520 | 0 | 0.54584 | 4064079 | 25000.01 | 20000 | 0 | 8883.781 | 254856500 | 11705070
11000 | 15936 | 27460 | 10 | 999999 | 9999999 | 1007181000 | 0.20017 | 62615230 | 63200700 | 22.4965 | 0 | 21.921 | 4.481 | 18092250 | 16021510 | 16270660 | 23210800 | 25537800 | 39995520 | 0 | 0.21834 | 1821877 | 10000 | 8000.001 | 0 | 8571.233 | 258675000 | 12785620
16077 | 13000 | 27460 |  | 999999 | 9999999 | 1007204000 | 0.19839 | 62480610 | 65253440 | 23.2307 | 0 | 21.3145 | 4.6087 | 26442650 | 23416170 | 13273000 | 18934520 | 25537800 | 39995520 | [5 empty] | 0 | 8930.239 | 258519300 | 15774790
16000 | 15936 | 27460 | 60 | 999999 | 9999999 | 1007226000 | 0.20225 | 60978230 | 87924460 | 24.6352 | 0 | 17.2588 | 5.5197 | 26316000 | 23304020 | 16270660 | 23210800 | 25537800 | 39995520 | 0 | 1.31 | 8058768 | 60000.01 | 48000.01 | 0 | 9289.707 | 248953800 | 9358238
16000 | 13000 | 27460 | 25 | 999999 | 9999999 | 1007248000 | 0.20085 | 61944670 | 73376800 | 23.3629 | 0 | 19.6197 | 4.9531 | 26316000 | 23304020 | 13273000 | 18934520 | 25537800 | 39995520 | 0 | 0.54584 | 4048537 | 25000.01 | 20000 | 0 | 8871.797 | 254934200 | 11677740
16000 | 13000 | 27460 |  | 999999 | 9999999 | 1007297000 | 0.19844 | 62495180 | 65126800 | 23.202 | 0 | 21.3365 | 4.6042 | 26316000 | 23304020 | 13273000 | 18934520 | 25537800 | 39995520 | [5 empty] | 0 | 8918.077 | 258582900 | 15731890
13000 | 15936 | 27460 | 35 | 999999 | 9999999 | 1007347000 | 0.20148 | 61860820 | 74740210 | 23.3784 | 0 | 19.3905 | 4.9968 | 21381750 | 18934520 | 16270660 | 23210800 | 25537800 | 39995520 | 0 | 0.76418 | 5032354 | 35000.01 | 28000.01 | 0 | 8850.441 | 254100500 | 10656960
11000 | 15936 | 27460 | 15 | 999999 | 9999999 | 1007473000 | 0.20066 | 62525140 | 64850700 | 22.5234 | 0 | 21.4899 | 4.5612 | 18092250 | 16021510 | 16270660 | 23210800 | 25537800 | 39995520 | 0 | 0.3275 | 2539050 | 15000 | 12000 | 0 | 8563.035 | 258028600 | 12067450
16077 | 14000 | 27460 | 40 | 999999 | 9999999 | 1007534000 | 0.20159 | 61559200 | 79474450 | 23.8393 | 0 | 18.5106 | 5.2066 | 26442650 | 23416170 | 14294000 | 20391020 | 25537800 | 39995520 | 0 | 0.87334 | 5779900 | 40000.01 | 32000.01 | 0 | 9022.121 | 252492900 | 10553290
14000 | 14000 | 27460 | 20 | 999999 | 9999999 | 1007567000 | 0.2008 | 62225780 | 69458300 | 22.9561 | 0 | 20.4017 | 4.7826 | 23026500 | 20391020 | 14294000 | 20391020 | 25537800 | 39995520 | 0 | 0.43667 | 3308510 | 20000 | 16000 | 0 | 8722.302 | 256433400 | 11867360
14000 | 15936 | 27460 | 45 | 999999 | 9999999 | 1007648000 | 0.20191 | 61552750 | 79684960 | 23.8034 | 0 | 18.4877 | 5.2071 | 23026500 | 20391020 | 16270660 | 23210800 | 25537800 | 39995520 | 0 | 0.98251 | 6190884 | 45000.01 | 36000.01 | 0 | 8995.151 | 252236800 | 10060930
16000 | 14000 | 27460 | 40 | 999999 | 9999999 | 1007689000 | 0.20163 | 61577850 | 79347800 | 23.8095 | 0 | 18.5191 | 5.2044 | 26316000 | 23304020 | 14294000 | 20391020 | 25537800 | 39995520 | 0 | 0.87334 | 5759667 | 40000.01 | 32000.01 | 0 | 9010.189 | 252573500 | 10529400
14000 | 14000 | 27460 |  | 999999 | 9999999 | 1007834000 | 0.19887 | 62681260 | 62858300 | 22.8284 | 0 | 21.8701 | 4.4987 | 23026500 | 20391020 | 14294000 | 20391020 | 25537800 | 39995520 | [5 empty] | 0 | 8760.123 | 259415200 | 15180470
11000 | 15936 | 27460 |  | 999999 | 9999999 | 1007861000 | 0.19921 | 62879230 | 59900700 | 22.4285 | 0 | 22.7015 | 4.343 | 18092250 | 16021510 | 16270660 | 23210800 | 25537800 | 39995520 | [5 empty] | 0 | 8592.06 | 260316900 | 14610030
16077 | 13000 | 27460 | 30 | 999999 | 9999999 | 1008040000 | 0.2013 | 61879380 | 75153450 | 23.4135 | 0 | 19.2161 | 5.0429 | 26442650 | 23416170 | 13273000 | 18934520 | 25537800 | 39995520 | 0 | 0.65501 | 4583702 | 30000.01 | 24000 | 0 | 8877.841 | 254388200 | 11184730
16000 | 13000 | 27460 | 30 | 999999 | 9999999 | 1008188000 | 0.20135 | 61897570 | 75026800 | 23.3838 | 0 | 19.2269 | 5.0403 | 26316000 | 23304020 | 13273000 | 18934520 | 25537800 | 39995520 | 0 | 0.65501 | 4566949 | 30000.01 | 24000 | 0 | 8865.87 | 254466900 | 11158610
16077 | 12000 | 27460 | 10 | 999999 | 9999999 | 1008200000 | 0.20005 | 62395460 | 67532450 | 22.9303 | 0 | 20.7195 | 4.7233 | 26442650 | 23416170 | 12252000 | 17478010 | 25537800 | 39995520 | 0 | 0.21834 | 1895936 | 10000 | 8000.001 | 0 | 8750.612 | 257641800 | 13323820
11000 | 15936 | 27460 | 20 | 999999 | 9999999 | 1008214000 | 0.20115 | 62464840 | 66500700 | 22.5453 | 0 | 21.0306 | 4.6497 | 18092250 | 16021510 | 16270660 | 23210800 | 25537800 | 39995520 | 0 | 0.43667 | 3118518 | 20000 | 16000 | 0 | 8556.411 | 257506400 | 11487180
16077 | 12000 | 27460 | 15 | 999999 | 9999999 | 1008294000 | 0.20053 | 62292300 | 69182450 | 22.9605 | 0 | 20.3597 | 4.7961 | 26442650 | 23416170 | 12252000 | 17478010 | 25537800 | 39995520 | 0 | 0.3275 | 2673542 | 15000 | 12000 | 0 | 8741.723 | 256941000 | 12545130
16000 | 12000 | 27460 | 10 | 999999 | 9999999 | 1008311000 | 0.20009 | 62411260 | 67405800 | 22.9011 | 0 | 20.7379 | 4.7194 | 26316000 | 23304020 | 12252000 | 17478010 | 25537800 | 39995520 | 0 | 0.21834 | 1891355 | 10000 | 8000.001 | 0 | 8738.502 | 257710600 | 13286490
16000 | 12000 | 27460 | 15 | 999999 | 9999999 | 1008417000 | 0.20058 | 62308870 | 69055800 | 22.9311 | 0 | 20.3759 | 4.7926 | 26316000 | 23304020 | 12252000 | 17478010 | 25537800 | 39995520 | 0 | 0.3275 | 2665430 | 15000 | 12000 | 0 | 8729.653 | 257012900 | 12511340
13000 | 14000 | 27460 | 10 | 999999 | 9999999 | 1008421000 | 0.2004 | 62610390 | 64513550 | 22.5209 | 0 | 21.4401 | 4.5751 | 21381750 | 18934520 | 14294000 | 20391020 | 25537800 | 39995520 | 0 | 0.21834 | 1826634 | 10000 | 8000.001 | 0 | 8581.288 | 258616000 | 12814700
14000 | 14000 | 27460 | 25 | 999999 | 9999999 | 1008444000 | 0.2013 | 62174490 | 71108300 | 22.9771 | 0 | 19.9793 | 4.871 | 23026500 | 20391020 | 14294000 | 20391020 | 25537800 | 39995520 | 0 | 0.54584 | 3846340 | 25000.01 | 20000 | 0 | 8716.154 | 255948600 | 11328790
13000 | 15936 | 27460 | 40 | 999999 | 9999999 | 1008501000 | 0.20199 | 61827890 | 76390210 | 23.3967 | 0 | 18.9877 | 5.0878 | 21381750 | 18934520 | 16270660 | 23210800 | 25537800 | 39995520 | 0 | 0.87334 | 5485271 | 40000.01 | 32000.01 | 0 | 8845.264 | 253692300 | 10203420
16077 | 14000 | 27460 | 45 | 999999 | 9999999 | 1008699000 | 0.20209 | 61527040 | 81124450 | 23.8582 | 0 | 18.1442 | 5.2952 | 26442650 | 23416170 | 14294000 | 20391020 | 25537800 | 39995520 | 0 | 0.98251 | 6229304 | 45000.01 | 36000.01 | 0 | 9016.983 | 252087900 | 10103260
13000 | 14000 | 27460 | 15 | 999999 | 9999999 | 1008701000 | 0.20089 | 62519520 | 66163550 | 22.548 | 0 | 21.029 | 4.6543 | 21381750 | 18934520 | 14294000 | 20391020 | 25537800 | 39995520 | 0 | 0.3275 | 2547416 | 15000 | 12000 | 0 | 8573.049 | 257966400 | 12092920
16077 | 12000 | 27460 | 20 | 999999 | 9999999 | 1008810000 | 0.20103 | 62217080 | 70832450 | 22.9858 | 0 | 19.973 | 4.877 | 26442650 | 23416170 | 12252000 | 17478010 | 25537800 | 39995520 | 0 | 0.43667 | 3322032 | 20000 | 16000 | 0 | 8734.31 | 256356500 | 11895740
16000 | 14000 | 27460 | 45 | 999999 | 9999999 | 1008856000 | 0.20214 | 61545840 | 80997800 | 23.8283 | 0 | 18.1518 | 5.2932 | 26316000 | 23304020 | 14294000 | 20391020 | 25537800 | 39995520 | 0 | 0.98251 | 6208350 | 45000.01 | 36000.01 | 0 | 9005.061 | 252169100 | 10080100
14000 | 15936 | 27460 | 50 | 999999 | 9999999 | 1008866000 | 0.20242 | 61524160 | 81334960 | 23.8215 | 0 | 18.1174 | 5.2968 | 23026500 | 20391020 | 16270660 | 23210800 | 25537800 | 39995520 | 0 | 1.0917 | 6623776 | 50000.01 | 40000.01 | 0 | 8990.203 | 251846600 | 9627437
16000 | 12000 | 27460 | 20 | 999999 | 9999999 | 1008951000 | 0.20107 | 62234800 | 70705800 | 22.9561 | 0 | 19.9864 | 4.874 | 26316000 | 23304020 | 12252000 | 17478010 | 25537800 | 39995520 | 0 | 0.43667 | 3308510 | 20000 | 16000 | 0 | 8722.302 | 256433400 | 11867360
16077 | 13000 | 27460 | 35 | 999999 | 9999999 | 1009096000 | 0.20181 | 61839990 | 76803450 | 23.4331 | 0 | 18.8282 | 5.1319 | 26442650 | 23416170 | 13273000 | 18934520 | 25537800 | 39995520 | 0 | 0.76418 | 5066493 | 35000.01 | 28000.01 | 0 | 8872.322 | 253953100 | 10701270
14000 | 13000 | 27460 | 10 | 999999 | 9999999 | 1009113000 | 0.20053 | 62614900 | 65137300 | 22.5209 | 0 | 21.2069 | 4.6221 | 23026500 | 20391020 | 13273000 | 18934520 | 25537800 | 39995520 | 0 | 0.21834 | 1826634 | 10000 | 8000.001 | 0 | 8581.288 | 258616000 | 12814700
13000 | 14000 | 27460 |  | 999999 | 9999999 | 1009116000 | 0.19944 | 62875420 | 61213550 | 22.4527 | 0 | 22.1797 | 4.4395 | 21381750 | 18934520 | 14294000 | 20391020 | 25537800 | 39995520 | [5 empty] | 0 | 8602.169 | 260262200 | 14643870
16077 | 12000 | 27460 |  | 999999 | 9999999 | 1009121000 | 0.1991 | 62675480 | 64232440 | 22.8573 | 0 | 21.3681 | 4.5979 | 26442650 | 23416170 | 12252000 | 17478010 | 25537800 | 39995520 | [5 empty] | 0 | 8772.285 | 259350500 | 15222380
11000 | 15936 | 27460 | 25 | 999999 | 9999999 | 1009159000 | 0.20166 | 62418080 | 68150700 | 22.5648 | 0 | 20.5701 | 4.7417 | 18092250 | 16021510 | 16270660 | 23210800 | 25537800 | 39995520 | 0 | 0.54584 | 3635375 | 25000.01 | 20000 | 0 | 8550.503 | 257040600 | 10969610
16000 | 12000 | 27460 |  | 999999 | 9999999 | 1009218000 | 0.19914 | 62690290 | 64105800 | 22.8284 | 0 | 21.3902 | 4.5934 | 26316000 | 23304020 | 12252000 | 17478010 | 25537800 | 39995520 | [5 empty] | 0 | 8760.123 | 259415200 | 15180470
16000 | 13000 | 27460 | 35 | 999999 | 9999999 | 1009250000 | 0.20185 | 61858600 | 76676800 | 23.4032 | 0 | 18.8375 | 5.1295 | 26316000 | 23304020 | 13273000 | 18934520 | 25537800 | 39995520 | 0 | 0.76418 | 5047830 | 35000.01 | 28000.01 | 0 | 8860.373 | 254033600 | 10677060
14000 | 13000 | 27460 | 15 | 999999 | 9999999 | 1009393000 | 0.20102 | 62524040 | 66787300 | 22.548 | 0 | 20.8045 | 4.7009 | 23026500 | 20391020 | 13273000 | 18934520 | 25537800 | 39995520 | 0 | 0.3275 | 2547416 | 15000 | 12000 | 0 | 8573.049 | 257966400 | 12092920
13000 | 14000 | 27460 | 20 | 999999 | 9999999 | 1009432000 | 0.20138 | 62458560 | 67813550 | 22.57 | 0 | 20.5891 | 4.7421 | 21381750 | 18934520 | 14294000 | 20391020 | 25537800 | 39995520 | 0 | 0.43667 | 3129962 | 20000 | 16000 | 0 | 8566.39 | 257441400 | 11509570
14000 | 14000 | 27460 | 30 | 999999 | 9999999 | 1009455000 | 0.2018 | 62132080 | 72758300 | 22.9966 | 0 | 19.5607 | 4.9615 | 23026500 | 20391020 | 14294000 | 20391020 | 25537800 | 39995520 | 0 | 0.65501 | 4343072 | 30000.01 | 24000 | 0 | 8710.476 | 255501000 | 10831370
16077 | 12000 | 27460 | 25 | 999999 | 9999999 | 1009681000 | 0.20153 | 62165390 | 72482450 | 23.0069 | 0 | 19.5672 | 4.9649 | 26442650 | 23416170 | 12252000 | 17478010 | 25537800 | 39995520 | 0 | 0.54584 | 3861669 | 25000.01 | 20000 | 0 | 8728.142 | 255870200 | 11355360
13000 | 15936 | 27460 | 45 | 999999 | 9999999 | 1009709000 | 0.2025 | 61798570 | 78040210 | 23.4144 | 0 | 18.5948 | 5.1794 | 21381750 | 18934520 | 16270660 | 23210800 | 25537800 | 39995520 | 0 | 0.98251 | 5921523 | 45000.01 | 36000.01 | 0 | 8840.276 | 253299100 | 9766558
16077 | 15936 | 27460 | 70 | 999999 | 9999999 | 1009709000 | 0.20323 | 60915660 | 91351100 | 24.7008 | 0 | 16.6084 | 5.6957 | 26442650 | 23416170 | 16270660 | 23210800 | 25537800 | 39995520 | 0 | 1.5284 | 8885323 | 70000.02 | 56000.01 | 0 | 9292.421 | 248148200 | 8576391
14000 | 13000 | 27460 |  | 999999 | 9999999 | 1009808000 | 0.19958 | 62879930 | 61837300 | 22.4527 | 0 | 21.9283 | 4.4874 | 23026500 | 20391020 | 13273000 | 18934520 | 25537800 | 39995520 | [5 empty] | 0 | 8602.169 | 260262200 | 14643870
16000 | 12000 | 27460 | 25 | 999999 | 9999999 | 1009828000 | 0.20157 | 62183510 | 72355800 | 22.9771 | 0 | 19.579 | 4.9621 | 26316000 | 23304020 | 12252000 | 17478010 | 25537800 | 39995520 | 0 | 0.54584 | 3846340 | 25000.01 | 20000 | 0 | 8716.154 | 255948600 | 11328790
16000 | 15936 | 27460 | 70 | 999999 | 9999999 | 1009873000 | 0.20328 | 60934950 | 91224460 | 24.6708 | 0 | 16.6125 | 5.6944 | 26316000 | 23304020 | 16270660 | 23210800 | 25537800 | 39995520 | 0 | 1.5284 | 8860238 | 70000.02 | 56000.01 | 0 | 9280.545 | 248231400 | 8555655
16077 | 14000 | 27460 | 50 | 999999 | 9999999 | 1009914000 | 0.2026 | 61498160 | 82774450 | 23.8764 | 0 | 17.786 | 5.3844 | 26442650 | 23416170 | 14294000 | 20391020 | 25537800 | 39995520 | 0 | 1.0917 | 6663493 | 50000.01 | 40000.01 | 0 | 9012.021 | 251696500 | 9668470
16000 | 14000 | 27460 | 50 | 999999 | 9999999 | 1010073000 | 0.20265 | 61517120 | 82647800 | 23.8464 | 0 | 17.7927 | 5.3826 | 26316000 | 23304020 | 14294000 | 20391020 | 25537800 | 39995520 | 0 | 1.0917 | 6641804 | 50000.01 | 40000.01 | 0 | 9000.105 | 251778500 | 9646041
14000 | 13000 | 27460 | 20 | 999999 | 9999999 | 1010124000 | 0.20152 | 62463070 | 68437300 | 22.57 | 0 | 20.3731 | 4.7885 | 23026500 | 20391020 | 13273000 | 18934520 | 25537800 | 39995520 | 0 | 0.43667 | 3129962 | 20000 | 16000 | 0 | 8566.39 | 257441400 | 11509570
16077 | 13000 | 27460 | 40 | 999999 | 9999999 | 1010244000 | 0.20231 | 61806660 | 78453450 | 23.4515 | 0 | 18.446 | 5.2222 | 26442650 | 23416170 | 13273000 | 18934520 | 25537800 | 39995520 | 0 | 0.87334 | 5521260 | 40000.01 | 32000.01 | 0 | 8867.124 | 253543200 | 10245870
11000 | 15936 | 27460 | 30 | 999999 | 9999999 | 1010255000 | 0.20216 | 62381330 | 69800700 | 22.5827 | 0 | 20.1136 | 4.8361 | 18092250 | 16021510 | 16270660 | 23210800 | 25537800 | 39995520 | 0 | 0.65501 | 4106000 | 30000.01 | 24000 | 0 | 8545.123 | 256616400 | 10498330
13000 | 14000 | 27460 | 25 | 999999 | 9999999 | 1010372000 | 0.20189 | 62411490 | 69463550 | 22.5897 | 0 | 20.1464 | 4.8335 | 21381750 | 18934520 | 14294000 | 20391020 | 25537800 | 39995520 | 0 | 0.54584 | 3648233 | 25000.01 | 20000 | 0 | 8560.465 | 256974300 | 10990580
16000 | 13000 | 27460 | 40 | 999999 | 9999999 | 1010401000 | 0.20236 | 61825490 | 78326800 | 23.4216 | 0 | 18.4543 | 5.2201 | 26316000 | 23304020 | 13273000 | 18934520 | 25537800 | 39995520 | 0 | 0.87334 | 5501572 | 40000.01 | 32000.01 | 0 | 8855.187 | 253624600 | 10222690
9000 | 15936 | 27460 | 10 | 999999 | 9999999 | 1010448000 | 0.20134 | 63050160 | 59911210 | 21.7284 | 0 | 22.4763 | 4.3766 | 14802750 | 13108510 | 16270660 | 23210800 | 25537800 | 39995520 | 0 | 0.21834 | 1657832 | 10000 | 8000.001 | 0 | 8257.201 | 260563300 | 11923060
14000 | 14000 | 27460 | 35 | 999999 | 9999999 | 1010574000 | 0.20231 | 62096890 | 74408300 | 23.0148 | 0 | 19.1479 | 5.0537 | 23026500 | 20391020 | 14294000 | 20391020 | 25537800 | 39995520 | 0 | 0.76418 | 4806463 | 35000.01 | 28000.01 | 0 | 8705.179 | 255083300 | 10367330
9000 | 15936 | 27460 |  | 999999 | 9999999 | 1010593000 | 0.20037 | 63278670 | 56611210 | 21.6702 | 0 | 23.3952 | 4.2206 | 14802750 | 13108510 | 16270660 | 23210800 | 25537800 | 39995520 | [5 empty] | 0 | 8276.152 | 262057500 | 13583190
16077 | 12000 | 27460 | 30 | 999999 | 9999999 | 1010685000 | 0.20203 | 62122520 | 74132450 | 23.0265 | 0 | 19.1644 | 5.0548 | 26442650 | 23416170 | 12252000 | 17478010 | 25537800 | 39995520 | 0 | 0.65501 | 4360552 | 30000.01 | 24000 | 0 | 8722.438 | 255420600 | 10855780
13000 | 13000 | 27460 | 10 | 999999 | 9999999 | 1010698000 | 0.20112 | 62829130 | 63492550 | 22.1382 | 0 | 21.457 | 4.5716 | 21381750 | 18934520 | 13273000 | 18934520 | 25537800 | 39995520 | 0 | 0.21834 | 1748943 | 10000 | 8000.001 | 0 | 8424.223 | 259546700 | 12369500
16000 | 12000 | 27460 | 30 | 999999 | 9999999 | 1010838000 | 0.20208 | 62141100 | 74005800 | 22.9966 | 0 | 19.1747 | 5.0523 | 26316000 | 23304020 | 12252000 | 17478010 | 25537800 | 39995520 | 0 | 0.65501 | 4343072 | 30000.01 | 24000 | 0 | 8710.476 | 255501000 | 10831370
13000 | 15936 | 27460 | 50 | 999999 | 9999999 | 1010966000 | 0.20301 | 61772540 | 79690210 | 23.4315 | 0 | 18.2114 | 5.2715 | 21381750 | 18934520 | 16270660 | 23210800 | 25537800 | 39995520 | 0 | 1.0917 | 6342530 | 50000.01 | 40000.01 | 0 | 8835.464 | 252919700 | 9344967
14000 | 13000 | 27460 | 25 | 999999 | 9999999 | 1011064000 | 0.20202 | 62416000 | 70087300 | 22.5897 | 0 | 19.9386 | 4.8797 | 23026500 | 20391020 | 13273000 | 18934520 | 25537800 | 39995520 | 0 | 0.54584 | 3648233 | 25000.01 | 20000 | 0 | 8560.465 | 256974300 | 10990580
13000 | 13000 | 27460 |  | 999999 | 9999999 | 1011140000 | 0.20015 | 63077350 | 60192550 | 22.0748 | 0 | 22.239 | 4.4283 | 21381750 | 18934520 | 13273000 | 18934520 | 25537800 | 39995520 | [5 empty] | 0 | 8444.215 | 261122900 | 14120870
9000 | 15936 | 27460 | 15 | 999999 | 9999999 | 1011153000 | 0.20184 | 62987460 | 61561210 | 21.7493 | 0 | 21.9625 | 4.4689 | 14802750 | 13108510 | 16270660 | 23210800 | 25537800 | 39995520 | 0 | 0.3275 | 2248338 | 15000 | 12000 | 0 | 8250.45 | 260031200 | 11331740
13000 | 13000 | 27460 | 15 | 999999 | 9999999 | 1011173000 | 0.20161 | 62751200 | 65142550 | 22.1624 | 0 | 21.018 | 4.6563 | 21381750 | 18934520 | 13273000 | 18934520 | 25537800 | 39995520 | 0 | 0.3275 | 2409916 | 15000 | 12000 | 0 | 8416.666 | 258951000 | 11707610
14000 | 12000 | 27460 | 10 | 999999 | 9999999 | 1011389000 | 0.20125 | 62833640 | 64116300 | 22.1382 | 0 | 21.2199 | 4.6193 | 23026500 | 20391020 | 12252000 | 17478010 | 25537800 | 39995520 | 0 | 0.21834 | 1748943 | 10000 | 8000.001 | 0 | 8424.223 | 259546700 | 12369500
11000 | 15936 | 27460 | 35 | 999999 | 9999999 | 1011422000 | 0.20267 | 62349270 | 71450700 | 22.5998 | 0 | 19.6685 | 4.9314 | 18092250 | 16021510 | 16270660 | 23210800 | 25537800 | 39995520 | 0 | 0.76418 | 4554882 | 35000.01 | 28000.01 | 0 | 8539.991 | 256211900 | 10048820
16077 | 13000 | 27460 | 45 | 999999 | 9999999 | 1011448000 | 0.20282 | 61777070 | 80103450 | 23.4693 | 0 | 18.0724 | 5.3132 | 26442650 | 23416170 | 13273000 | 18934520 | 25537800 | 39995520 | 0 | 0.98251 | 5958741 | 45000.01 | 36000.01 | 0 | 8862.123 | 253149000 | 9807783
14000 | 15936 | 27460 | 60 | 999999 | 9999999 | 1011454000 | 0.20344 | 61476890 | 84634960 | 23.8559 | 0 | 17.4011 | 5.4778 | 23026500 | 20391020 | 16270660 | 23210800 | 25537800 | 39995520 | 0 | 1.31 | 7443660 | 60000.01 | 48000.01 | 0 | 8980.83 | 251107700 | 8806415
13000 | 14000 | 27460 | 30 | 999999 | 9999999 | 1011464000 | 0.20239 | 62374460 | 71113550 | 22.6076 | 0 | 19.7068 | 4.9275 | 21381750 | 18934520 | 14294000 | 20391020 | 25537800 | 39995520 | 0 | 0.65501 | 4120145 | 30000.01 | 24000 | 0 | 8555.07 | 256549000 | 10518010
16000 | 13000 | 27460 | 45 | 999999 | 9999999 | 1011607000 | 0.20287 | 61796040 | 79976800 | 23.4394 | 0 | 18.0798 | 5.3112 | 26316000 | 23304020 | 13273000 | 18934520 | 25537800 | 39995520 | 0 | 0.98251 | 5938382 | 45000.01 | 36000.01 | 0 | 8850.193 | 253230900 | 9785270
16077 | 15936 | 22054 | 10 | 999999 | 9999999 | 1011626000 | 0.20114 | 62689670 | 66523520 | 22.3708 | 0 | 20.6005 | 4.7484 | 26442650 | 23416170 | 16270660 | 23210800 | 20510220 | 32121680 | 0 | 0.21834 | 1796959 | 10000 | 8000.001 | 0 | 8519.552 | 258979400 | 12637290
11000 | 14000 | 27460 | 10 | 999999 | 9999999 | 1011677000 | 0.20157 | 63044540 | 61224050 | 21.7531 | 0 | 21.9604 | 4.4733 | 18092250 | 16021510 | 14294000 | 20391020 | 25537800 | 39995520 | 0 | 0.21834 | 1663881 | 10000 | 8000.001 | 0 | 8267.241 | 260501100 | 11948780
16000 | 15936 | 22054 | 10 | 999999 | 9999999 | 1011747000 | 0.20118 | 62706100 | 66396880 | 22.3413 | 0 | 20.618 | 4.7447 | 26316000 | 23304020 | 16270660 | 23210800 | 20510220 | 32121680 | 0 | 0.21834 | 1791179 | 10000 | 8000.001 | 0 | 8507.455 | 259050800 | 12602740
14000 | 14000 | 27460 | 40 | 999999 | 9999999 | 1011767000 | 0.20282 | 62066550 | 76058300 | 23.0322 | 0 | 18.7438 | 5.1469 | 23026500 | 20391020 | 14294000 | 20391020 | 25537800 | 39995520 | 0 | 0.87334 | 5247403 | 40000.01 | 32000.01 | 0 | 8700.138 | 254685900 | 9925781
16077 | 12000 | 27460 | 35 | 999999 | 9999999 | 1011802000 | 0.20254 | 62087160 | 75782450 | 23.0448 | 0 | 18.7663 | 5.1466 | 26442650 | 23416170 | 12252000 | 17478010 | 25537800 | 39995520 | 0 | 0.76418 | 4824685 | 35000.01 | 28000.01 | 0 | 8717.133 | 255002300 | 10391000
14000 | 12000 | 27460 |  | 999999 | 9999999 | 1011832000 | 0.20029 | 63081860 | 60816300 | 22.0748 | 0 | 21.9829 | 4.4769 | 23026500 | 20391020 | 12252000 | 17478010 | 25537800 | 39995520 | [5 empty] | 0 | 8444.215 | 261122900 | 14120870
11000 | 14000 | 27460 |  | 999999 | 9999999 | 1011841000 | 0.20059 | 63274360 | 57924050 | 21.6946 | 0 | 22.8308 | 4.3197 | 18092250 | 16021510 | 14294000 | 20391020 | 25537800 | 39995520 | [5 empty] | 0 | 8286.261 | 262000700 | 13614970
14000 | 12000 | 27460 | 15 | 999999 | 9999999 | 1011865000 | 0.20175 | 62755710 | 65766300 | 22.1624 | 0 | 20.7902 | 4.7037 | 23026500 | 20391020 | 12252000 | 17478010 | 25537800 | 39995520 | 0 | 0.3275 | 2409916 | 15000 | 12000 | 0 | 8416.666 | 258951000 | 11707610
16000 | 12000 | 27460 | 35 | 999999 | 9999999 | 1011958000 | 0.20258 | 62105910 | 75655800 | 23.0148 | 0 | 18.7755 | 5.1442 | 26316000 | 23304020 | 12252000 | 17478010 | 25537800 | 39995520 | 0 | 0.76418 | 4806463 | 35000.01 | 28000.01 | 0 | 8705.179 | 255083300 | 10367330
16077 | 15936 | 22054 | 15 | 999999 | 9999999 | 1011978000 | 0.20163 | 62603570 | 68173520 | 22.3968 | 0 | 20.2113 | 4.8283 | 26442650 | 23416170 | 16270660 | 23210800 | 20510220 | 32121680 | 0 | 0.3275 | 2495686 | 15000 | 12000 | 0 | 8511.564 | 258349700 | 11937600
13000 | 13000 | 27460 | 20 | 999999 | 9999999 | 1012039000 | 0.20211 | 62699190 | 66792550 | 22.1822 | 0 | 20.5574 | 4.7485 | 21381750 | 18934520 | 13273000 | 18934520 | 25537800 | 39995520 | 0 | 0.43667 | 2951048 | 20000 | 16000 | 0 | 8410.48 | 258463300 | 11165730
16000 | 15936 | 22054 | 15 | 999999 | 9999999 | 1012114000 | 0.20168 | 62621000 | 68046880 | 22.3671 | 0 | 20.2261 | 4.8251 | 26316000 | 23304020 | 16270660 | 23210800 | 20510220 | 32121680 | 0 | 0.3275 | 2485331 | 15000 | 12000 | 0 | 8499.52 | 258425200 | 11907620
9000 | 15936 | 27460 | 20 | 999999 | 9999999 | 1012117000 | 0.20234 | 62941960 | 63211210 | 21.7674 | 0 | 21.4443 | 4.5657 | 14802750 | 13108510 | 16270660 | 23210800 | 25537800 | 39995520 | 0 | 0.43667 | 2759415 | 20000 | 16000 | 0 | 8244.608 | 259570500 | 10819950
14000 | 13000 | 27460 | 30 | 999999 | 9999999 | 1012156000 | 0.20253 | 62378970 | 71737300 | 22.6076 | 0 | 19.5067 | 4.9735 | 23026500 | 20391020 | 13273000 | 18934520 | 25537800 | 39995520 | 0 | 0.65501 | 4120145 | 30000.01 | 24000 | 0 | 8555.07 | 256549000 | 10518010
16077 | 15936 | 22054 |  | 999999 | 9999999 | 1012225000 | 0.20018 | 62948280 | 63223520 | 22.3044 | 0 | 21.2897 | 4.6137 | 26442650 | 23416170 | 16270660 | 23210800 | 20510220 | 32121680 | [5 empty] | 0 | 8540.093 | 260598900 | 14436750
16000 | 15936 | 22054 |  | 999999 | 9999999 | 1012327000 | 0.20022 | 62963460 | 63096880 | 22.2753 | 0 | 21.3114 | 4.6093 | 26316000 | 23304020 | 16270660 | 23210800 | 20510220 | 32121680 | [5 empty] | 0 | 8527.931 | 260665100 | 14396400
11000 | 14000 | 27460 | 15 | 999999 | 9999999 | 1012369000 | 0.20206 | 62981040 | 62874050 | 21.7742 | 0 | 21.4702 | 4.5647 | 18092250 | 16021510 | 14294000 | 20391020 | 25537800 | 39995520 | 0 | 0.3275 | 2258132 | 15000 | 12000 | 0 | 8260.447 | 259965600 | 11353710
16077 | 15936 | 27460 | 80 | 999999 | 9999999 | 1012471000 | 0.20426 | 60880010 | 94651100 | 24.7352 | 0 | 15.9924 | 5.871 | 26442650 | 23416170 | 16270660 | 23210800 | 25537800 | 39995520 | 0 | 1.7467 | 9651533 | 80000.02 | 64000.01 | 0 | 9283.661 | 247457600 | 7809118
16077 | 14000 | 27460 | 60 | 999999 | 9999999 | 1012492000 | 0.20363 | 61450270 | 86074450 | 23.911 | 0 | 17.0926 | 5.5645 | 26442650 | 23416170 | 14294000 | 20391020 | 25537800 | 39995520 | 0 | 1.31 | 7486246 | 60000.01 | 48000.01 | 0 | 9002.615 | 250955000 | 8844576
13000 | 14000 | 27460 | 35 | 999999 | 9999999 | 1012627000 | 0.2029 | 62342160 | 72763550 | 22.6248 | 0 | 19.2776 | 5.0223 | 21381750 | 18934520 | 14294000 | 20391020 | 25537800 | 39995520 | 0 | 0.76418 | 4570134 | 35000.01 | 28000.01 | 0 | 8549.926 | 256143400 | 10067390
16000 | 15936 | 27460 | 80 | 999999 | 9999999 | 1012637000 | 0.20431 | 60899380 | 94524460 | 24.7051 | 0 | 15.9954 | 5.8699 | 26316000 | 23304020 | 16270660 | 23210800 | 25537800 | 39995520 | 0 | 1.7467 | 9626034 | 80000.02 | 64000.01 | 0 | 9271.791 | 247541300 | 7788797
16077 | 10000 | 27460 | 10 | 999999 | 9999999 | 1012647000 | 0.20148 | 62825910 | 65490440 | 22.1678 | 0 | 20.7411 | 4.7185 | 26442650 | 23416170 | 10210000 | 14565010 | 25537800 | 39995520 | 0 | 0.21834 | 1755372 | 10000 | 8000.001 | 0 | 8436.312 | 259473900 | 12402650
11000 | 15936 | 27460 | 40 | 999999 | 9999999 | 1012652000 | 0.20318 | 62321460 | 73100700 | 22.6162 | 0 | 19.2348 | 5.0274 | 18092250 | 16021510 | 16270660 | 23210800 | 25537800 | 39995520 | 0 | 0.87334 | 4984147 | 40000.01 | 32000.01 | 0 | 8535.084 | 255825000 | 9618961
16000 | 14000 | 27460 | 60 | 999999 | 9999999 | 1012656000 | 0.20367 | 61469580 | 85947800 | 23.8809 | 0 | 17.0976 | 5.563 | 26316000 | 23304020 | 14294000 | 20391020 | 25537800 | 39995520 | 0 | 1.31 | 7462969 | 60000.01 | 48000.01 | 0 | 8990.719 | 251038400 | 8823736
16077 | 13000 | 27460 | 50 | 999999 | 9999999 | 1012698000 | 0.20334 | 61750570 | 81753450 | 23.4866 | 0 | 17.7077 | 5.4046 | 26442650 | 23416170 | 13273000 | 18934520 | 25537800 | 39995520 | 0 | 1.0917 | 6381947 | 50000.01 | 40000.01 | 0 | 8857.285 | 252767500 | 9383989
14000 | 12000 | 27460 | 20 | 999999 | 9999999 | 1012730000 | 0.20225 | 62703700 | 67416300 | 22.1822 | 0 | 20.3384 | 4.7957 | 23026500 | 20391020 | 12252000 | 17478010 | 25537800 | 39995520 | 0 | 0.43667 | 2951048 | 20000 | 16000 | 0 | 8410.48 | 258463300 | 11165730
16077 | 15936 | 22054 | 20 | 999999 | 9999999 | 1012770000 | 0.20213 | 62546650 | 69823520 | 22.4178 | 0 | 19.7939 | 4.9171 | 26442650 | 23416170 | 16270660 | 23210800 | 20510220 | 32121680 | 0 | 0.43667 | 3059523 | 20000 | 16000 | 0 | 8505.118 | 257841500 | 11372980
16000 | 10000 | 27460 | 10 | 999999 | 9999999 | 1012773000 | 0.20153 | 62842660 | 65363800 | 22.1382 | 0 | 20.7585 | 4.7148 | 26316000 | 23304020 | 10210000 | 14565010 | 25537800 | 39995520 | 0 | 0.21834 | 1748943 | 10000 | 8000.001 | 0 | 8424.223 | 259546700 | 12369500
16000 | 13000 | 27460 | 50 | 999999 | 9999999 | 1012862000 | 0.20338 | 61769800 | 81626800 | 23.4566 | 0 | 17.714 | 5.4028 | 26316000 | 23304020 | 13273000 | 18934520 | 25537800 | 39995520 | 0 | 1.0917 | 6360387 | 50000.01 | 40000.01 | 0 | 8845.369 | 252850600 | 9362679
16000 | 15936 | 22054 | 20 | 999999 | 9999999 | 1012917000 | 0.20218 | 62564820 | 69696880 | 22.388 | 0 | 19.8066 | 4.9142 | 26316000 | 23304020 | 16270660 | 23210800 | 20510220 | 32121680 | 0 | 0.43667 | 3045755 | 20000 | 16000 | 0 | 8493.113 | 257920100 | 11346420
16077 | 12000 | 27460 | 40 | 999999 | 9999999 | 1012990000 | 0.20305 | 62056570 | 77432450 | 23.0622 | 0 | 18.3763 | 5.2393 | 26442650 | 23416170 | 12252000 | 17478010 | 25537800 | 39995520 | 0 | 0.87334 | 5266819 | 40000.01 | 32000.01 | 0 | 8712.078 | 254603800 | 9948254
14000 | 14000 | 27460 | 45 | 999999 | 9999999 | 1013007000 | 0.20333 | 62039380 | 77708300 | 23.049 | 0 | 18.3502 | 5.2405 | 23026500 | 20391020 | 14294000 | 20391020 | 25537800 | 39995520 | 0 | 0.98251 | 5673697 | 45000.01 | 36000.01 | 0 | 8695.265 | 254301700 | 9498895
13000 | 12000 | 27460 | 10 | 999999 | 9999999 | 1013060000 | 0.20184 | 63053560 | 62471550 | 21.7531 | 0 | 21.4648 | 4.5699 | 21381750 | 18934520 | 12252000 | 17478010 | 25537800 | 39995520 | 0 | 0.21834 | 1663881 | 10000 | 8000.001 | 0 | 8267.241 | 260501100 | 11948780
13000 | 13000 | 27460 | 25 | 999999 | 9999999 | 1013068000 | 0.20262 | 62658000 | 68442550 | 22.2003 | 0 | 20.0995 | 4.8435 | 21381750 | 18934520 | 13273000 | 18934520 | 25537800 | 39995520 | 0 | 0.54584 | 3442141 | 25000.01 | 20000 | 0 | 8404.867 | 258020700 | 10673950
16077 | 10000 | 27460 | 15 | 999999 | 9999999 | 1013107000 | 0.20198 | 62746960 | 67140450 | 22.1922 | 0 | 20.3316 | 4.8018 | 26442650 | 23416170 | 10210000 | 14565010 | 25537800 | 39995520 | 0 | 0.3275 | 2421027 | 15000 | 12000 | 0 | 8428.702 | 258874000 | 11736070
16077 | 10000 | 27460 |  | 999999 | 9999999 | 1013110000 | 0.20052 | 63075520 | 62190440 | 22.104 | 0 | 21.4632 | 4.5788 | 26442650 | 23416170 | 10210000 | 14565010 | 25537800 | 39995520 | [5 empty] | 0 | 8456.378 | 261056000 | 14160460
16000 | 12000 | 27460 | 40 | 999999 | 9999999 | 1013150000 | 0.20309 | 62075570 | 77305800 | 23.0322 | 0 | 18.3843 | 5.2371 | 26316000 | 23304020 | 12252000 | 17478010 | 25537800 | 39995520 | 0 | 0.87334 | 5247403 | 40000.01 | 32000.01 | 0 | 8700.138 | 254685900 | 9925781
9000 | 15936 | 27460 | 25 | 999999 | 9999999 | 1013210000 | 0.20285 | 62905030 | 64861210 | 21.7842 | 0 | 20.9354 | 4.6644 | 14802750 | 13108510 | 16270660 | 23210800 | 25537800 | 39995520 | 0 | 0.54584 | 3230829 | 25000.01 | 20000 | 0 | 8239.22 | 259145700 | 10347880
16000 | 10000 | 27460 |  | 999999 | 9999999 | 1013215000 | 0.20056 | 63090880 | 62063800 | 22.0748 | 0 | 21.4853 | 4.5744 | 26316000 | 23304020 | 10210000 | 14565010 | 25537800 | 39995520 | [5 empty] | 0 | 8444.215 | 261122900 | 14120870
13000 | 12000 | 27460 |  | 999999 | 9999999 | 1013225000 | 0.20087 | 63283380 | 59171550 | 21.6946 | 0 | 22.2932 | 4.4182 | 21381750 | 18934520 | 12252000 | 17478010 | 25537800 | 39995520 | [5 empty] | 0 | 8286.261 | 262000700 | 13614970
16000 | 10000 | 27460 | 15 | 999999 | 9999999 | 1013248000 | 0.20202 | 62764730 | 67013800 | 22.1624 | 0 | 20.3463 | 4.7986 | 26316000 | 23304020 | 10210000 | 14565010 | 25537800 | 39995520 | 0 | 0.3275 | 2409916 | 15000 | 12000 | 0 | 8416.666 | 258951000 | 11707610
14000 | 13000 | 27460 | 35 | 999999 | 9999999 | 1013319000 | 0.20304 | 62346670 | 73387300 | 22.6248 | 0 | 19.0848 | 5.0682 | 23026500 | 20391020 | 13273000 | 18934520 | 25537800 | 39995520 | 0 | 0.76418 | 4570134 | 35000.01 | 28000.01 | 0 | 8549.926 | 256143400 | 10067390
11000 | 14000 | 27460 | 20 | 999999 | 9999999 | 1013327000 | 0.20257 | 62935130 | 64524050 | 21.7924 | 0 | 20.9736 | 4.6609 | 18092250 | 16021510 | 14294000 | 20391020 | 25537800 | 39995520 | 0 | 0.43667 | 2771081 | 20000 | 16000 | 0 | 8254.584 | 259503200 | 10840050
13000 | 15936 | 27460 | 60 | 999999 | 9999999 | 1013596000 | 0.20404 | 61728110 | 82990210 | 23.4645 | 0 | 17.474 | 5.4566 | 21381750 | 18934520 | 16270660 | 23210800 | 25537800 | 39995520 | 0 | 1.31 | 7149309 | 60000.01 | 48000.01 | 0 | 8826.241 | 252192600 | 8537068
7000 | 15936 | 27460 |  | 999999 | 9999999 | 1013617000 | 0.20154 | 63697390 | 53321700 | 20.9022 | 0 | 24.1345 | 4.0972 | 11513250 | 10195510 | 16270660 | 23210800 | 25537800 | 39995520 | [5 empty] | 0 | 7960.244 | 263878300 | 12636700
16077 | 15936 | 22054 | 25 | 999999 | 9999999 | 1013745000 | 0.20264 | 62501880 | 71473520 | 22.4368 | 0 | 19.3753 | 5.0091 | 26442650 | 23416170 | 16270660 | 23210800 | 20510220 | 32121680 | 0 | 0.54584 | 3567177 | 25000.01 | 20000 | 0 | 8499.315 | 257384000 | 10864620
13000 | 12000 | 27460 | 15 | 999999 | 9999999 | 1013753000 | 0.20234 | 62990060 | 64121550 | 21.7742 | 0 | 20.9949 | 4.6609 | 21381750 | 18934520 | 12252000 | 17478010 | 25537800 | 39995520 | 0 | 0.3275 | 2258132 | 15000 | 12000 | 0 | 8260.447 | 259965600 | 11353710
14000 | 12000 | 27460 | 25 | 999999 | 9999999 | 1013759000 | 0.20276 | 62662510 | 69066300 | 22.2003 | 0 | 19.889 | 4.8905 | 23026500 | 20391020 | 12252000 | 17478010 | 25537800 | 39995520 | 0 | 0.54584 | 3442141 | 25000.01 | 20000 | 0 | 8404.867 | 258020700 | 10673950
13000 | 14000 | 27460 | 40 | 999999 | 9999999 | 1013855000 | 0.20341 | 62314180 | 74413550 | 22.6413 | 0 | 18.8588 | 5.1179 | 21381750 | 18934520 | 14294000 | 20391020 | 25537800 | 39995520 | 0 | 0.87334 | 5000186 | 40000.01 | 32000.01 | 0 | 8545.01 | 255755800 | 9636746
16000 | 15936 | 22054 | 25 | 999999 | 9999999 | 1013900000 | 0.20268 | 62520540 | 71346880 | 22.4069 | 0 | 19.3862 | 5.0065 | 26316000 | 23304020 | 16270660 | 23210800 | 20510220 | 32121680 | 0 | 0.54584 | 3551140 | 25000.01 | 20000 | 0 | 8487.336 | 257464600 | 10840330
11000 | 15936 | 27460 | 45 | 999999 | 9999999 | 1013943000 | 0.20369 | 62297640 | 74750700 | 22.6319 | 0 | 18.812 | 5.1241 | 18092250 | 16021510 | 16270660 | 23210800 | 25537800 | 39995520 | 0 | 0.98251 | 5394972 | 45000.01 | 36000.01 | 0 | 8530.388 | 255454700 | 9207566
16077 | 10000 | 27460 | 20 | 999999 | 9999999 | 1013965000 | 0.20248 | 62694410 | 68790450 | 22.2122 | 0 | 19.8988 | 4.8931 | 26442650 | 23416170 | 10210000 | 14565010 | 25537800 | 39995520 | 0 | 0.43667 | 2964666 | 20000 | 16000 | 0 | 8422.487 | 258384000 | 11191680
11000 | 13000 | 27460 |  | 999999 | 9999999 | 1014002000 | 0.20131 | 63485370 | 56903050 | 21.312 | 0 | 22.8884 | 4.3094 | 18092250 | 16021510 | 13273000 | 18934520 | 25537800 | 39995520 | [5 empty] | 0 | 8128.307 | 262899200 | 13129810
16000 | 10000 | 27460 | 20 | 999999 | 9999999 | 1014114000 | 0.20253 | 62712720 | 68663800 | 22.1822 | 0 | 19.9116 | 4.8902 | 26316000 | 23304020 | 10210000 | 14565010 | 25537800 | 39995520 | 0 | 0.43667 | 2951048 | 20000 | 16000 | 0 | 8410.48 | 258463300 | 11165730
14000 | 15936 | 27460 | 70 | 999999 | 9999999 | 1014152000 | 0.20447 | 61436960 | 87934960 | 23.8891 | 0 | 16.7217 | 5.6594 | 23026500 | 20391020 | 16270660 | 23210800 | 25537800 | 39995520 | 0 | 1.5284 | 8229622 | 70000.02 | 56000.01 | 0 | 8971.846 | 250399400 | 8019363
11000 | 13000 | 27460 | 10 | 999999 | 9999999 | 1014166000 | 0.20229 | 63277360 | 60203050 | 21.3652 | 0 | 21.9624 | 4.4727 | 18092250 | 16021510 | 13273000 | 18934520 | 25537800 | 39995520 | 0 | 0.21834 | 1563038 | 10000 | 8000.001 | 0 | 8110.439 | 261490500 | 11564600
7000 | 15936 | 27460 | 10 | 999999 | 9999999 | 1014180000 | 0.20252 | 63515850 | 56621700 | 20.9495 | 0 | 23.0377 | 4.2755 | 11513250 | 10195510 | 16270660 | 23210800 | 25537800 | 39995520 | 0 | 0.21834 | 1440659 | 10000 | 8000.001 | 0 | 7943.776 | 262579900 | 11194040
13000 | 13000 | 27460 | 30 | 999999 | 9999999 | 1014202000 | 0.20313 | 62623800 | 70092550 | 22.2172 | 0 | 19.65 | 4.94 | 21381750 | 18934520 | 13273000 | 18934520 | 25537800 | 39995520 | 0 | 0.65501 | 3900941 | 30000.01 | 24000 | 0 | 8399.622 | 257607200 | 10214520
16077 | 12000 | 27460 | 45 | 999999 | 9999999 | 1014228000 | 0.20356 | 62029190 | 79082450 | 23.0791 | 0 | 17.9959 | 5.3324 | 26442650 | 23416170 | 12252000 | 17478010 | 25537800 | 39995520 | 0 | 0.98251 | 5694056 | 45000.01 | 36000.01 | 0 | 8707.194 | 254218800 | 9520424
14000 | 14000 | 27460 | 50 | 999999 | 9999999 | 1014301000 | 0.20384 | 62015730 | 79358300 | 23.0652 | 0 | 17.9658 | 5.3347 | 23026500 | 20391020 | 14294000 | 20391020 | 25537800 | 39995520 | 0 | 1.0917 | 6083720 | 50000.01 | 40000.01 | 0 | 8690.577 | 253932200 | 9088302
16000 | 12000 | 27460 | 45 | 999999 | 9999999 | 1014391000 | 0.2036 | 62048400 | 78955800 | 23.049 | 0 | 18.0029 | 5.3305 | 26316000 | 23304020 | 12252000 | 17478010 | 25537800 | 39995520 | 0 | 0.98251 | 5673697 | 45000.01 | 36000.01 | 0 | 8695.265 | 254301700 | 9498895
9000 | 15936 | 27460 | 30 | 999999 | 9999999 | 1014398000 | 0.20336 | 62874340 | 66511210 | 21.7999 | 0 | 20.4389 | 4.7644 | 14802750 | 13108510 | 16270660 | 23210800 | 25537800 | 39995520 | 0 | 0.65501 | 3673375 | 30000.01 | 24000 | 0 | 8234.16 | 258746800 | 9904721
11000 | 14000 | 27460 | 25 | 999999 | 9999999 | 1014418000 | 0.20308 | 62898030 | 66174050 | 21.8092 | 0 | 20.4849 | 4.7592 | 18092250 | 16021510 | 14294000 | 20391020 | 25537800 | 39995520 | 0 | 0.54584 | 3243285 | 25000.01 | 20000 | 0 | 8249.186 | 259077700 | 10367190
14000 | 13000 | 27460 | 40 | 999999 | 9999999 | 1014547000 | 0.20355 | 62318690 | 75037300 | 22.6413 | 0 | 18.6729 | 5.1637 | 23026500 | 20391020 | 13273000 | 18934520 | 25537800 | 39995520 | 0 | 0.87334 | 5000186 | 40000.01 | 32000.01 | 0 | 8545.01 | 255755800 | 9636746
13000 | 12000 | 27460 | 20 | 999999 | 9999999 | 1014711000 | 0.20285 | 62944150 | 65771550 | 21.7924 | 0 | 20.5177 | 4.7567 | 21381750 | 18934520 | 12252000 | 17478010 | 25537800 | 39995520 | 0 | 0.43667 | 2771081 | 20000 | 16000 | 0 | 8254.584 | 259503200 | 10840050
16077 | 15936 | 22054 | 30 | 999999 | 9999999 | 1014853000 | 0.20315 | 62465950 | 73123520 | 22.4544 | 0 | 18.9602 | 5.1034 | 26442650 | 23416170 | 16270660 | 23210800 | 20510220 | 32121680 | 0 | 0.65501 | 4033994 | 30000.01 | 24000 | 0 | 8493.979 | 256963300 | 10397150
9000 | 14000 | 27460 |  | 999999 | 9999999 | 1014855000 | 0.20176 | 63692430 | 54634550 | 20.9269 | 0 | 23.5215 | 4.1991 | 14802750 | 13108510 | 14294000 | 20391020 | 25537800 | 39995520 | [5 empty] | 0 | 7970.354 | 263818800 | 12665760
14000 | 12000 | 27460 | 30 | 999999 | 9999999 | 1014894000 | 0.20327 | 62628310 | 70716300 | 22.2172 | 0 | 19.4474 | 4.9868 | 23026500 | 20391020 | 12252000 | 17478010 | 25537800 | 39995520 | 0 | 0.65501 | 3900941 | 30000.01 | 24000 | 0 | 8399.622 | 257607200 | 10214520
16077 | 10000 | 27460 | 25 | 999999 | 9999999 | 1014987000 | 0.20299 | 62652810 | 70440450 | 22.2303 | 0 | 19.4672 | 4.9873 | 26442650 | 23416170 | 10210000 | 14565010 | 25537800 | 39995520 | 0 | 0.54584 | 3457683 | 25000.01 | 20000 | 0 | 8416.852 | 257939700 | 10697980
11000 | 13000 | 27460 | 15 | 999999 | 9999999 | 1015010000 | 0.2028 | 63223920 | 61853050 | 21.384 | 0 | 21.447 | 4.5691 | 18092250 | 16021510 | 13273000 | 18934520 | 25537800 | 39995520 | 0 | 0.3275 | 2110807 | 15000 | 12000 | 0 | 8104.178 | 260996800 | 11016070
16000 | 15936 | 22054 | 30 | 999999 | 9999999 | 1015010000 | 0.20319 | 62484740 | 72996880 | 22.4244 | 0 | 18.97 | 5.101 | 26316000 | 23304020 | 16270660 | 23210800 | 20510220 | 32121680 | 0 | 0.65501 | 4017335 | 30000.01 | 24000 | 0 | 8482.007 | 257044500 | 10373490
14000 | 15936 | 22054 | 10 | 999999 | 9999999 | 1015095000 | 0.20236 | 63146360 | 63107380 | 21.5712 | 0 | 21.0721 | 4.6493 | 23026500 | 20391020 | 16270660 | 23210800 | 20510220 | 32121680 | 0 | 0.21834 | 1618514 | 10000 | 8000.001 | 0 | 8193.521 | 260961400 | 11763290
14000 | 15936 | 22054 |  | 999999 | 9999999 | 1015112000 | 0.20138 | 63366380 | 59807380 | 21.5151 | 0 | 21.8903 | 4.4948 | 23026500 | 20391020 | 16270660 | 23210800 | 20510220 | 32121680 | [5 empty] | 0 | 8212.022 | 262420100 | 13384050
7000 | 15936 | 27460 | 15 | 999999 | 9999999 | 1015140000 | 0.20303 | 63470090 | 58271700 | 20.9664 | 0 | 22.4509 | 4.3771 | 11513250 | 10195510 | 16270660 | 23210800 | 25537800 | 39995520 | 0 | 0.3275 | 1952883 | 15000 | 12000 | 0 | 7937.92 | 262118300 | 10681110
16000 | 10000 | 27460 | 25 | 999999 | 9999999 | 1015143000 | 0.20303 | 62671540 | 70313800 | 22.2003 | 0 | 19.4783 | 4.9847 | 26316000 | 23304020 | 10210000 | 14565010 | 25537800 | 39995520 | 0 | 0.54584 | 3442141 | 25000.01 | 20000 | 0 | 8404.867 | 258020700 | 10673950
13000 | 14000 | 27460 | 45 | 999999 | 9999999 | 1015145000 | 0.20392 | 62290260 | 76063550 | 22.657 | 0 | 18.4499 | 5.2143 | 21381750 | 18934520 | 14294000 | 20391020 | 25537800 | 39995520 | 0 | 0.98251 | 5411444 | 45000.01 | 36000.01 | 0 | 8540.309 | 255385200 | 9224917
16077 | 14000 | 27460 | 70 | 999999 | 9999999 | 1015189000 | 0.20466 | 61410240 | 89374450 | 23.9443 | 0 | 16.4331 | 5.7453 | 26442650 | 23416170 | 14294000 | 20391020 | 25537800 | 39995520 | 0 | 1.5284 | 8272662 | 70000.02 | 56000.01 | 0 | 8993.625 | 250246300 | 8057068
11000 | 15936 | 27460 | 50 | 999999 | 9999999 | 1015252000 | 0.20421 | 62275040 | 76400700 | 22.6474 | 0 | 18.4033 | 5.2206 | 18092250 | 16021510 | 16270660 | 23210800 | 25537800 | 39995520 | 0 | 1.0917 | 5800107 | 50000.01 | 40000.01 | 0 | 8525.757 | 255089600 | 8801868
16077 | 15936 | 27460 | 90 | 999999 | 9999999 | 1015322000 | 0.2053 | 60850220 | 97951100 | 24.7684 | 0 | 15.4046 | 6.0467 | 26442650 | 23416170 | 16270660 | 23210800 | 25537800 | 39995520 | 0 | 1.965 | 10390600 | 90000.02 | 72000.02 | 0 | 9275.213 | 246791500 | 7069031
16077 | 13000 | 27460 | 60 | 999999 | 9999999 | 1015325000 | 0.20436 | 61705880 | 85053450 | 23.5197 | 0 | 17.0039 | 5.5887 | 26442650 | 23416170 | 13273000 | 18934520 | 25537800 | 39995520 | 0 | 1.31 | 7189908 | 60000.01 | 48000.01 | 0 | 8848.049 | 252039400 | 8574907
16000 | 14000 | 27460 | 70 | 999999 | 9999999 | 1015354000 | 0.2047 | 61429600 | 89247800 | 23.9142 | 0 | 16.437 | 5.7441 | 26316000 | 23304020 | 14294000 | 20391020 | 25537800 | 39995520 | 0 | 1.5284 | 8249137 | 70000.02 | 56000.01 | 0 | 8981.731 | 250329900 | 8036477
9000 | 14000 | 27460 | 10 | 999999 | 9999999 | 1015394000 | 0.20275 | 63509280 | 57934550 | 20.9746 | 0 | 22.4829 | 4.3751 | 14802750 | 13108510 | 14294000 | 20391020 | 25537800 | 39995520 | 0 | 0.21834 | 1448076 | 10000 | 8000.001 | 0 | 7953.8 | 262513700 | 11215680
13000 | 13000 | 27460 | 35 | 999999 | 9999999 | 1015411000 | 0.20364 | 62594520 | 71742550 | 22.2333 | 0 | 19.2111 | 5.0374 | 21381750 | 18934520 | 13273000 | 18934520 | 25537800 | 39995520 | 0 | 0.76418 | 4336981 | 35000.01 | 28000.01 | 0 | 8394.638 | 257214200 | 9777871
16000 | 15936 | 27460 | 90 | 999999 | 9999999 | 1015488000 | 0.20535 | 60869620 | 97824460 | 24.7382 | 0 | 15.4068 | 6.0458 | 26316000 | 23304020 | 16270660 | 23210800 | 25537800 | 39995520 | 0 | 1.965 | 10365000 | 90000.02 | 72000.02 | 0 | 9263.343 | 246875300 | 7048805
16000 | 13000 | 27460 | 60 | 999999 | 9999999 | 1015490000 | 0.20441 | 61725250 | 84926800 | 23.4896 | 0 | 17.0088 | 5.5872 | 26316000 | 23304020 | 13273000 | 18934520 | 25537800 | 39995520 | 0 | 1.31 | 7167703 | 60000.01 | 48000.01 | 0 | 8836.14 | 252123000 | 8554243
16077 | 12000 | 27460 | 50 | 999999 | 9999999 | 1015520000 | 0.20407 | 62005430 | 80732450 | 23.0954 | 0 | 17.624 | 5.4263 | 26442650 | 23416170 | 12252000 | 17478010 | 25537800 | 39995520 | 0 | 1.0917 | 6104601 | 50000.01 | 40000.01 | 0 | 8702.501 | 253848800 | 9109310
11000 | 14000 | 27460 | 30 | 999999 | 9999999 | 1015602000 | 0.20359 | 62867160 | 67824050 | 21.8251 | 0 | 20.0073 | 4.8587 | 18092250 | 16021510 | 14294000 | 20391020 | 25537800 | 39995520 | 0 | 0.65501 | 3686696 | 30000.01 | 24000 | 0 | 8244.117 | 258678100 | 9923161
9000 | 15936 | 27460 | 35 | 999999 | 9999999 | 1015662000 | 0.20387 | 62848710 | 68161210 | 21.8149 | 0 | 19.9557 | 4.8654 | 14802750 | 13108510 | 16270660 | 23210800 | 25537800 | 39995520 | 0 | 0.76418 | 4092561 | 35000.01 | 28000.01 | 0 | 8229.368 | 258369100 | 9484953
16000 | 12000 | 27460 | 50 | 999999 | 9999999 | 1015684000 | 0.20412 | 62024750 | 80605800 | 23.0652 | 0 | 17.6301 | 5.4246 | 26316000 | 23304020 | 12252000 | 17478010 | 25537800 | 39995520 | 0 | 1.0917 | 6083720 | 50000.01 | 40000.01 | 0 | 8690.577 | 253932200 | 9088302
13000 | 12000 | 27460 | 25 | 999999 | 9999999 | 1015801000 | 0.20335 | 62907050 | 67421550 | 21.8092 | 0 | 20.0472 | 4.8547 | 21381750 | 18934520 | 12252000 | 17478010 | 25537800 | 39995520 | 0 | 0.54584 | 3243285 | 25000.01 | 20000 | 0 | 8249.186 | 259077700 | 10367190
14000 | 13000 | 27460 | 45 | 999999 | 9999999 | 1015836000 | 0.20406 | 62294770 | 76687300 | 22.657 | 0 | 18.2705 | 5.26 | 23026500 | 20391020 | 13273000 | 18934520 | 25537800 | 39995520 | 0 | 0.98251 | 5411444 | 45000.01 | 36000.01 | 0 | 8540.309 | 255385200 | 9224917
14000 | 15936 | 22054 | 15 | 999999 | 9999999 | 1015867000 | 0.20286 | 63088140 | 64757380 | 21.5911 | 0 | 20.6065 | 4.7422 | 23026500 | 20391020 | 16270660 | 23210800 | 20510220 | 32121680 | 0 | 0.3275 | 2188383 | 15000 | 12000 | 0 | 8187.007 | 260447800 | 11192630
16077 | 15936 | 22054 | 35 | 999999 | 9999999 | 1016039000 | 0.20366 | 62435130 | 74773520 | 22.4711 | 0 | 18.5537 | 5.1987 | 26442650 | 23416170 | 16270660 | 23210800 | 20510220 | 32121680 | 0 | 0.76418 | 4477168 | 35000.01 | 28000.01 | 0 | 8488.913 | 256563900 | 9953364
11000 | 13000 | 27460 | 20 | 999999 | 9999999 | 1016052000 | 0.2033 | 63183580 | 63503050 | 21.4007 | 0 | 20.9336 | 4.6689 | 18092250 | 16021510 | 13273000 | 18934520 | 25537800 | 39995520 | 0 | 0.43667 | 2597967 | 20000 | 16000 | 0 | 8098.609 | 260557800 | 10528240
14000 | 10000 | 27460 |  | 999999 | 9999999 | 1016077000 | 0.20173 | 63498910 | 58774300 | 21.312 | 0 | 22.0743 | 4.4595 | 23026500 | 20391020 | 10210000 | 14565010 | 25537800 | 39995520 | [5 empty] | 0 | 8128.307 | 262899200 | 13129810
14000 | 12000 | 27460 | 35 | 999999 | 9999999 | 1016103000 | 0.20378 | 62599040 | 72366300 | 22.2333 | 0 | 19.0161 | 5.0842 | 23026500 | 20391020 | 12252000 | 17478010 | 25537800 | 39995520 | 0 | 0.76418 | 4336981 | 35000.01 | 28000.01 | 0 | 8394.638 | 257214200 | 9777871
16077 | 10000 | 27460 | 30 | 999999 | 9999999 | 1016118000 | 0.2035 | 62618360 | 72090450 | 22.2473 | 0 | 19.0422 | 5.0831 | 26442650 | 23416170 | 10210000 | 14565010 | 25537800 | 39995520 | 0 | 0.65501 | 3917647 | 30000.01 | 24000 | 0 | 8411.594 | 257525200 | 10237380
16077 | 14000 | 22054 | 10 | 999999 | 9999999 | 1016183000 | 0.20254 | 63123040 | 64546860 | 21.6258 | 0 | 20.5908 | 4.7502 | 26442650 | 23416170 | 14294000 | 20391020 | 20510220 | 32121680 | 0 | 0.21834 | 1632433 | 10000 | 8000.001 | 0 | 8215.634 | 260822400 | 11818030
16000 | 15936 | 22054 | 35 | 999999 | 9999999 | 1016200000 | 0.2037 | 62454200 | 74646880 | 22.441 | 0 | 18.5622 | 5.1965 | 26316000 | 23304020 | 16270660 | 23210800 | 20510220 | 32121680 | 0 | 0.76418 | 4459188 | 35000.01 | 28000.01 | 0 | 8476.956 | 256646300 | 9931023
7000 | 15936 | 27460 | 20 | 999999 | 9999999 | 1016232000 | 0.20354 | 63433110 | 59921700 | 20.9821 | 0 | 21.8776 | 4.4806 | 11513250 | 10195510 | 16270660 | 23210800 | 25537800 | 39995520 | 0 | 0.43667 | 2424532 | 20000 | 16000 | 0 | 7932.529 | 261693200 | 10208810
11000 | 12000 | 27460 |  | 999999 | 9999999 | 1016238000 | 0.20204 | 63701450 | 55882050 | 20.9269 | 0 | 22.9387 | 4.3004 | 18092250 | 16021510 | 12252000 | 17478010 | 25537800 | 39995520 | [5 empty] | 0 | 7970.354 | 263818800 | 12665760
14000 | 10000 | 27460 | 10 | 999999 | 9999999 | 1016241000 | 0.20271 | 63290900 | 62074300 | 21.3652 | 0 | 21.2137 | 4.6203 | 23026500 | 20391020 | 10210000 | 14565010 | 25537800 | 39995520 | 0 | 0.21834 | 1563038 | 10000 | 8000.001 | 0 | 8110.439 | 261490500 | 11564600
16077 | 14000 | 22054 |  | 999999 | 9999999 | 1016245000 | 0.20157 | 63346060 | 61246860 | 21.569 | 0 | 21.3626 | 4.599 | 26442650 | 23416170 | 14294000 | 20391020 | 20510220 | 32121680 | [5 empty] | 0 | 8234.294 | 262293700 | 13452730
16000 | 10000 | 27460 | 30 | 999999 | 9999999 | 1016277000 | 0.20354 | 62637340 | 71963800 | 22.2172 | 0 | 19.052 | 5.0807 | 26316000 | 23304020 | 10210000 | 14565010 | 25537800 | 39995520 | 0 | 0.65501 | 3900941 | 30000.01 | 24000 | 0 | 8399.622 | 257607200 | 10214520
13000 | 15936 | 27460 | 70 | 999999 | 9999999 | 1016304000 | 0.20507 | 61688800 | 86290210 | 23.4966 | 0 | 16.7784 | 5.6413 | 21381750 | 18934520 | 16270660 | 23210800 | 25537800 | 39995520 | 0 | 1.5284 | 7932396 | 70000.02 | 56000.01 | 0 | 8817.29 | 251486800 | 7752895
16000 | 14000 | 22054 | 10 | 999999 | 9999999 | 1016320000 | 0.20259 | 63140520 | 64420220 | 21.596 | 0 | 20.607 | 4.7468 | 26316000 | 23304020 | 14294000 | 20391020 | 20510220 | 32121680 | 0 | 0.21834 | 1624857 | 10000 | 8000.001 | 0 | 8203.558 | 260898200 | 11788030
9000 | 14000 | 27460 | 15 | 999999 | 9999999 | 1016348000 | 0.20326 | 63463120 | 59584550 | 20.9916 | 0 | 21.9228 | 4.4761 | 14802750 | 13108510 | 14294000 | 20391020 | 25537800 | 39995520 | 0 | 0.3275 | 1962205 | 15000 | 12000 | 0 | 7947.923 | 262050400 | 10700830
16000 | 14000 | 22054 |  | 999999 | 9999999 | 1016357000 | 0.20161 | 63361900 | 61120220 | 21.5396 | 0 | 21.384 | 4.5947 | 26316000 | 23304020 | 14294000 | 20391020 | 20510220 | 32121680 | [5 empty] | 0 | 8222.132 | 262362600 | 13415140
13000 | 14000 | 27460 | 50 | 999999 | 9999999 | 1016454000 | 0.20444 | 62267630 | 77713550 | 22.6726 | 0 | 18.0542 | 5.3105 | 21381750 | 18934520 | 14294000 | 20391020 | 25537800 | 39995520 | 0 | 1.0917 | 5816764 | 50000.01 | 40000.01 | 0 | 8535.676 | 255019900 | 8819034
13000 | 15936 | 22054 |  | 999999 | 9999999 | 1016618000 | 0.20197 | 63575350 | 58162620 | 21.1313 | 0 | 22.1899 | 4.4376 | 21381750 | 18934520 | 16270660 | 23210800 | 20510220 | 32121680 | [5 empty] | 0 | 8054.069 | 263328900 | 12909190
13000 | 13000 | 27460 | 40 | 999999 | 9999999 | 1016690000 | 0.20415 | 62569930 | 73392550 | 22.2487 | 0 | 18.7826 | 5.1358 | 21381750 | 18934520 | 13273000 | 18934520 | 25537800 | 39995520 | 0 | 0.87334 | 4751366 | 40000.01 | 32000.01 | 0 | 8389.9 | 256840800 | 9362912
11000 | 12000 | 27460 | 10 | 999999 | 9999999 | 1016777000 | 0.20303 | 63518310 | 59182050 | 20.9746 | 0 | 21.9501 | 4.4749 | 18092250 | 16021510 | 12252000 | 17478010 | 25537800 | 39995520 | 0 | 0.21834 | 1448076 | 10000 | 8000.001 | 0 | 7953.8 | 262513700 | 11215680
11000 | 14000 | 27460 | 35 | 999999 | 9999999 | 1016862000 | 0.2041 | 62841260 | 69474050 | 21.8402 | 0 | 19.542 | 4.9593 | 18092250 | 16021510 | 14294000 | 20391020 | 25537800 | 39995520 | 0 | 0.76418 | 4107112 | 35000.01 | 28000.01 | 0 | 8239.312 | 258299200 | 9502161
14000 | 15936 | 22054 | 20 | 999999 | 9999999 | 1016869000 | 0.20337 | 63045150 | 66407380 | 21.6086 | 0 | 20.1371 | 4.8394 | 23026500 | 20391020 | 16270660 | 23210800 | 20510220 | 32121680 | 0 | 0.43667 | 2687820 | 20000 | 16000 | 0 | 8181.297 | 259997700 | 10692500
16077 | 14000 | 22054 | 15 | 999999 | 9999999 | 1016934000 | 0.20304 | 63063410 | 66196860 | 21.646 | 0 | 20.1476 | 4.8419 | 26442650 | 23416170 | 14294000 | 20391020 | 20510220 | 32121680 | 0 | 0.3275 | 2208791 | 15000 | 12000 | 0 | 8209.045 | 260303000 | 11240880
14000 | 14000 | 27460 | 60 | 999999 | 9999999 | 1016950000 | 0.20487 | 61972540 | 82658300 | 23.097 | 0 | 17.2313 | 5.5228 | 23026500 | 20391020 | 14294000 | 20391020 | 25537800 | 39995520 | 0 | 1.31 | 6884747 | 60000.01 | 48000.01 | 0 | 8681.421 | 253210300 | 8286164
14000 | 15936 | 27460 | 80 | 999999 | 9999999 | 1016951000 | 0.20551 | 61403720 | 91234960 | 23.9211 | 0 | 16.076 | 5.8414 | 23026500 | 20391020 | 16270660 | 23210800 | 25537800 | 39995520 | 0 | 1.7467 | 8984665 | 80000.02 | 64000.01 | 0 | 8963.215 | 249718900 | 7263272
13000 | 15936 | 22054 | 10 | 999999 | 9999999 | 1016955000 | 0.20295 | 63378840 | 61462620 | 21.1819 | 0 | 21.2957 | 4.6036 | 21381750 | 18934520 | 16270660 | 23210800 | 20510220 | 32121680 | 0 | 0.21834 | 1509881 | 10000 | 8000.001 | 0 | 8036.809 | 261968100 | 11397210
9000 | 15936 | 27460 | 40 | 999999 | 9999999 | 1016964000 | 0.20438 | 62825640 | 69811210 | 21.8295 | 0 | 19.4886 | 4.9666 | 14802750 | 13108510 | 16270660 | 23210800 | 25537800 | 39995520 | 0 | 0.87334 | 4499914 | 40000.01 | 32000.01 | 0 | 8224.712 | 258001900 | 9077035
5000 | 15936 | 27460 |  | 999999 | 9999999 | 1016965000 | 0.20272 | 64137700 | 50032210 | 20.1243 | 0 | 24.9238 | 3.9728 | 8223750 | 7282506 | 16270660 | 23210800 | 25537800 | 39995520 | [5 empty] | 0 | 7644.336 | 265789200 | 11780190
13000 | 12000 | 27460 | 30 | 999999 | 9999999 | 1016986000 | 0.20386 | 62876180 | 69071550 | 21.8251 | 0 | 19.5867 | 4.954 | 21381750 | 18934520 | 12252000 | 17478010 | 25537800 | 39995520 | 0 | 0.65501 | 3686696 | 30000.01 | 24000 | 0 | 8244.117 | 258678100 | 9923161
16000 | 14000 | 22054 | 15 | 999999 | 9999999 | 1017083000 | 0.20309 | 63081680 | 66070220 | 21.616 | 0 | 20.1614 | 4.8389 | 26316000 | 23304020 | 14294000 | 20391020 | 20510220 | 32121680 | 0 | 0.3275 | 2197590 | 15000 | 12000 | 0 | 8197.011 | 260382100 | 11214500
14000 | 10000 | 27460 | 15 | 999999 | 9999999 | 1017085000 | 0.20321 | 63237450 | 63724300 | 21.384 | 0 | 20.7296 | 4.716 | 23026500 | 20391020 | 10210000 | 14565010 | 25537800 | 39995520 | 0 | 0.3275 | 2110807 | 15000 | 12000 | 0 | 8104.178 | 260996800 | 11016070
14000 | 13000 | 27460 | 50 | 999999 | 9999999 | 1017145000 | 0.20458 | 62272140 | 78337300 | 22.6726 | 0 | 17.881 | 5.3561 | 23026500 | 20391020 | 13273000 | 18934520 | 25537800 | 39995520 | 0 | 1.0917 | 5816764 | 50000.01 | 40000.01 | 0 | 8535.676 | 255019900 | 8819034
9000 | 13000 | 27460 |  | 999999 | 9999999 | 1017171000 | 0.20249 | 63913830 | 53613550 | 20.5394 | 0 | 23.5755 | 4.1899 | 14802750 | 13108510 | 13273000 | 18934520 | 25537800 | 39995520 | [5 empty] | 0 | 7812.399 | 264760600 | 12223880
11000 | 13000 | 27460 | 25 | 999999 | 9999999 | 1017197000 | 0.20381 | 63150080 | 65153050 | 21.4165 | 0 | 20.432 | 4.7701 | 18092250 | 16021510 | 13273000 | 18934520 | 25537800 | 39995520 | 0 | 0.54584 | 3053536 | 25000.01 | 20000 | 0 | 8093.401 | 260147200 | 10072040
16077 | 15936 | 22054 | 40 | 999999 | 9999999 | 1017284000 | 0.20417 | 62408310 | 76423520 | 22.4871 | 0 | 18.1567 | 5.2948 | 26442650 | 23416170 | 16270660 | 23210800 | 20510220 | 32121680 | 0 | 0.87334 | 4901843 | 40000.01 | 32000.01 | 0 | 8484.059 | 256181100 | 9528099
16077 | 10000 | 27460 | 35 | 999999 | 9999999 | 1017324000 | 0.20401 | 62588930 | 73740450 | 22.2635 | 0 | 18.6264 | 5.1801 | 26442650 | 23416170 | 10210000 | 14565010 | 25537800 | 39995520 | 0 | 0.76418 | 4354363 | 35000.01 | 28000.01 | 0 | 8406.602 | 257131600 | 9800053
16077 | 8000 | 27460 |  | 999999 | 9999999 | 1017345000 | 0.20196 | 63491850 | 60148440 | 21.3415 | 0 | 21.5363 | 4.5642 | 26442650 | 23416170 | 8168000 | 11652010 | 25537800 | 39995520 | [5 empty] | 0 | 8140.47 | 262829300 | 13166430
14000 | 12000 | 27460 | 40 | 999999 | 9999999 | 1017382000 | 0.20429 | 62574440 | 74016300 | 22.2487 | 0 | 18.5946 | 5.1825 | 23026500 | 20391020 | 12252000 | 17478010 | 25537800 | 39995520 | 0 | 0.87334 | 4751366 | 40000.01 | 32000.01 | 0 | 8389.9 | 256840800 | 9362912
9000 | 14000 | 27460 | 20 | 999999 | 9999999 | 1017437000 | 0.20377 | 63425940 | 61234550 | 21.0073 | 0 | 21.3741 | 4.5791 | 14802750 | 13108510 | 14294000 | 20391020 | 25537800 | 39995520 | 0 | 0.43667 | 2434783 | 20000 | 16000 | 0 | 7942.521 | 261624500 | 10227600
7000 | 15936 | 27460 | 25 | 999999 | 9999999 | 1017439000 | 0.20405 | 63403690 | 61571700 | 20.9966 | 0 | 21.3189 | 4.5858 | 11513250 | 10195510 | 16270660 | 23210800 | 25537800 | 39995520 | 0 | 0.54584 | 2861249 | 25000.01 | 20000 | 0 | 7927.536 | 261299600 | 9771482
16000 | 15936 | 22054 | 40 | 999999 | 9999999 | 1017449000 | 0.20421 | 62427640 | 76296880 | 22.4569 | 0 | 18.164 | 5.2929 | 26316000 | 23304020 | 16270660 | 23210800 | 20510220 | 32121680 | 0 | 0.87334 | 4882663 | 40000.01 | 32000.01 | 0 | 8472.115 | 256264600 | 9506961
16000 | 8000 | 27460 |  | 999999 | 9999999 | 1017460000 | 0.202 | 63507930 | 60021800 | 21.312 | 0 | 21.558 | 4.5599 | 26316000 | 23304020 | 8168000 | 11652010 | 25537800 | 39995520 | [5 empty] | 0 | 8128.307 | 262899200 | 13129810
16077 | 8000 | 27460 | 10 | 999999 | 9999999 | 1017481000 | 0.20294 | 63282030 | 63448440 | 21.3952 | 0 | 20.7214 | 4.7224 | 26442650 | 23416170 | 8168000 | 11652010 | 25537800 | 39995520 | 0 | 0.21834 | 1571408 | 10000 | 8000.001 | 0 | 8122.506 | 261413000 | 11592840
16000 | 10000 | 27460 | 35 | 999999 | 9999999 | 1017486000 | 0.20405 | 62608060 | 73613800 | 22.2333 | 0 | 18.6351 | 5.1778 | 26316000 | 23304020 | 10210000 | 14565010 | 25537800 | 39995520 | 0 | 0.76418 | 4336981 | 35000.01 | 28000.01 | 0 | 8394.638 | 257214200 | 9777871
13000 | 10000 | 27460 |  | 999999 | 9999999 | 1017622000 | 0.20231 | 63710480 | 57129550 | 20.9269 | 0 | 22.3797 | 4.402 | 21381750 | 18934520 | 10210000 | 14565010 | 25537800 | 39995520 | [5 empty] | 0 | 7970.354 | 263818800 | 12665760
16000 | 8000 | 27460 | 10 | 999999 | 9999999 | 1017625000 | 0.20298 | 63299920 | 63321800 | 21.3652 | 0 | 20.7374 | 4.7189 | 26316000 | 23304020 | 8168000 | 11652010 | 25537800 | 39995520 | 0 | 0.21834 | 1563038 | 10000 | 8000.001 | 0 | 8110.439 | 261490500 | 11564600
11000 | 12000 | 27460 | 15 | 999999 | 9999999 | 1017731000 | 0.20353 | 63472140 | 60832050 | 20.9916 | 0 | 21.4137 | 4.5755 | 18092250 | 16021510 | 12252000 | 17478010 | 25537800 | 39995520 | 0 | 0.3275 | 1962205 | 15000 | 12000 | 0 | 7947.923 | 262050400 | 10700830
13000 | 15936 | 22054 | 15 | 999999 | 9999999 | 1017855000 | 0.20346 | 63329120 | 63112620 | 21.1998 | 0 | 20.7989 | 4.7013 | 21381750 | 18934520 | 16270660 | 23210800 | 20510220 | 32121680 | 0 | 0.3275 | 2040416 | 15000 | 12000 | 0 | 8030.744 | 261490000 | 10865940
11000 | 15936 | 27460 | 60 | 999999 | 9999999 | 1017909000 | 0.20524 | 62232380 | 79700700 | 22.6782 | 0 | 17.6262 | 5.4127 | 18092250 | 16021510 | 16270660 | 23210800 | 25537800 | 39995520 | 0 | 1.31 | 6598715 | 60000.01 | 48000.01 | 0 | 8516.628 | 254369900 | 8002152
16077 | 14000 | 22054 | 20 | 999999 | 9999999 | 1017923000 | 0.20355 | 63019550 | 67846860 | 21.6637 | 0 | 19.6987 | 4.9382 | 26442650 | 23416170 | 14294000 | 20391020 | 20510220 | 32121680 | 0 | 0.43667 | 2712237 | 20000 | 16000 | 0 | 8203.29 | 259849300 | 10736730
14000 | 15936 | 22054 | 25 | 999999 | 9999999 | 1017984000 | 0.20388 | 63009670 | 68057380 | 21.6249 | 0 | 19.676 | 4.9383 | 23026500 | 20391020 | 16270660 | 23210800 | 20510220 | 32121680 | 0 | 0.54584 | 3152517 | 25000.01 | 20000 | 0 | 8175.985 | 259578900 | 10227160
16077 | 14000 | 27460 | 80 | 999999 | 9999999 | 1017985000 | 0.20569 | 61376840 | 92674450 | 23.9765 | 0 | 15.8055 | 5.9266 | 26442650 | 23416170 | 14294000 | 20391020 | 25537800 | 39995520 | 0 | 1.7467 | 9028464 | 80000.02 | 64000.01 | 0 | 8984.985 | 249565100 | 7300217
13000 | 13000 | 27460 | 45 | 999999 | 9999999 | 1017995000 | 0.20466 | 62547060 | 75042550 | 22.2638 | 0 | 18.3679 | 5.2342 | 21381750 | 18934520 | 13273000 | 18934520 | 25537800 | 39995520 | 0 | 0.98251 | 5157794 | 45000.01 | 36000.01 | 0 | 8385.255 | 256474400 | 8955919
16077 | 13000 | 27460 | 70 | 999999 | 9999999 | 1018031000 | 0.2054 | 61666480 | 88353450 | 23.552 | 0 | 16.3384 | 5.7725 | 26442650 | 23416170 | 13273000 | 18934520 | 25537800 | 39995520 | 0 | 1.5284 | 7973431 | 70000.02 | 56000.01 | 0 | 8839.092 | 251333200 | 7790297
9000 | 13000 | 27460 | 10 | 999999 | 9999999 | 1018076000 | 0.20349 | 63754970 | 56913550 | 20.5818 | 0 | 22.4709 | 4.3772 | 14802750 | 13108510 | 13273000 | 18934520 | 25537800 | 39995520 | 0 | 0.21834 | 1335817 | 10000 | 8000.001 | 0 | 7797.129 | 263556700 | 10886210
16000 | 14000 | 22054 | 20 | 999999 | 9999999 | 1018079000 | 0.2036 | 63038290 | 67720220 | 21.6336 | 0 | 19.7107 | 4.9354 | 26316000 | 23304020 | 14294000 | 20391020 | 20510220 | 32121680 | 0 | 0.43667 | 2698847 | 20000 | 16000 | 0 | 8191.28 | 259930300 | 10712550
14000 | 10000 | 27460 | 20 | 999999 | 9999999 | 1018127000 | 0.20372 | 63197120 | 65374300 | 21.4007 | 0 | 20.2459 | 4.8152 | 23026500 | 20391020 | 10210000 | 14565010 | 25537800 | 39995520 | 0 | 0.43667 | 2597967 | 20000 | 16000 | 0 | 8098.609 | 260557800 | 10528240
16000 | 14000 | 27460 | 80 | 999999 | 9999999 | 1018152000 | 0.20574 | 61396290 | 92547800 | 23.9462 | 0 | 15.8083 | 5.9256 | 26316000 | 23304020 | 14294000 | 20391020 | 25537800 | 39995520 | 0 | 1.7467 | 9004524 | 80000.02 | 64000.01 | 0 | 8973.097 | 249649100 | 7280041
13000 | 10000 | 27460 | 10 | 999999 | 9999999 | 1018161000 | 0.20331 | 63527330 | 60429550 | 20.9746 | 0 | 21.438 | 4.575 | 21381750 | 18934520 | 10210000 | 14565010 | 25537800 | 39995520 | 0 | 0.21834 | 1448076 | 10000 | 8000.001 | 0 | 7953.8 | 262513700 | 11215680
11000 | 14000 | 27460 | 40 | 999999 | 9999999 | 1018164000 | 0.20461 | 62818140 | 71124050 | 21.8548 | 0 | 19.0913 | 5.0601 | 18092250 | 16021510 | 14294000 | 20391020 | 25537800 | 39995520 | 0 | 0.87334 | 4514650 | 40000.01 | 32000.01 | 0 | 8234.652 | 257931900 | 9094058
16077 | 12000 | 27460 | 60 | 999999 | 9999999 | 1018167000 | 0.2051 | 61962160 | 84032450 | 23.1273 | 0 | 16.9121 | 5.6138 | 26442650 | 23416170 | 12252000 | 17478010 | 25537800 | 39995520 | 0 | 1.31 | 6906010 | 60000.01 | 48000.01 | 0 | 8693.34 | 253126500 | 8306789
7000 | 14000 | 27460 |  | 999999 | 9999999 | 1018191000 | 0.20295 | 64131950 | 51345050 | 20.1494 | 0 | 24.255 | 4.0778 | 11513250 | 10195510 | 14294000 | 20391020 | 25537800 | 39995520 | [5 empty] | 0 | 7654.446 | 265726400 | 11805930
16000 | 13000 | 27460 | 70 | 999999 | 9999999 | 1018197000 | 0.20544 | 61685900 | 88226800 | 23.5218 | 0 | 16.3421 | 5.7713 | 26316000 | 23304020 | 13273000 | 18934520 | 25537800 | 39995520 | 0 | 1.5284 | 7950987 | 70000.02 | 56000.01 | 0 | 8827.187 | 251417100 | 7769871
16077 | 15936 | 27460 | 100 | 999999 | 9999999 | 1018219000 | 0.20634 | 60823470 | 101251100 | 24.8012 | 0 | 14.8457 | 6.2218 | 26442650 | 23416170 | 16270660 | 23210800 | 25537800 | 39995520 | 0 | 2.1834 | 11115630 | 100000 | 80000.02 | 0 | 9266.925 | 246138100 | 6342991
13000 | 12000 | 27460 | 35 | 999999 | 9999999 | 1018246000 | 0.20438 | 62850280 | 70721550 | 21.8402 | 0 | 19.1375 | 5.0543 | 21381750 | 18934520 | 12252000 | 17478010 | 25537800 | 39995520 | 0 | 0.76418 | 4107112 | 35000.01 | 28000.01 | 0 | 8239.312 | 258299200 | 9502161
5000 | 15936 | 27460 | 10 | 999999 | 9999999 | 1018248000 | 0.20373 | 64003900 | 53332210 | 20.1616 | 0 | 23.6232 | 4.1747 | 8223750 | 7282506 | 16270660 | 23210800 | 25537800 | 39995520 | 0 | 0.21834 | 1219980 | 10000 | 8000.001 | 0 | 7630.391 | 264689700 | 10558520
9000 | 15936 | 27460 | 45 | 999999 | 9999999 | 1018277000 | 0.2049 | 62803290 | 71461210 | 21.8441 | 0 | 19.0391 | 5.0673 | 14802750 | 13108510 | 16270660 | 23210800 | 25537800 | 39995520 | 0 | 0.98251 | 4903914 | 45000.01 | 36000.01 | 0 | 8220.094 | 257637800 | 8672474
16077 | 8000 | 27460 | 15 | 999999 | 9999999 | 1018316000 | 0.20344 | 63227920 | 65098440 | 21.4141 | 0 | 20.259 | 4.8172 | 26442650 | 23416170 | 8168000 | 11652010 | 25537800 | 39995520 | 0 | 0.3275 | 2122253 | 15000 | 12000 | 0 | 8116.209 | 260916600 | 11041230
16000 | 12000 | 27460 | 60 | 999999 | 9999999 | 1018333000 | 0.20515 | 61981560 | 83905800 | 23.097 | 0 | 16.9168 | 5.6124 | 26316000 | 23304020 | 12252000 | 17478010 | 25537800 | 39995520 | 0 | 1.31 | 6884747 | 60000.01 | 48000.01 | 0 | 8681.421 | 253210300 | 8286164
16000 | 15936 | 27460 | 100 | 999999 | 9999999 | 1018386000 | 0.20639 | 60842970 | 101124500 | 24.7709 | 0 | 14.8469 | 6.2212 | 26316000 | 23304020 | 16270660 | 23210800 | 25537800 | 39995520 | 0 | 2.1834 | 11089580 | 100000 | 80000.02 | 0 | 9255.061 | 246222300 | 6323224
11000 | 13000 | 27460 | 30 | 999999 | 9999999 | 1018428000 | 0.20433 | 63122290 | 66803050 | 21.4313 | 0 | 19.9432 | 4.8725 | 18092250 | 16021510 | 13273000 | 18934520 | 25537800 | 39995520 | 0 | 0.65501 | 3482717 | 30000.01 | 24000 | 0 | 8088.495 | 259760400 | 9642258
16077 | 13000 | 22054 |  | 999999 | 9999999 | 1018431000 | 0.20229 | 63558780 | 60225860 | 21.1855 | 0 | 21.3895 | 4.5935 | 26442650 | 23416170 | 13273000 | 18934520 | 20510220 | 32121680 | [5 empty] | 0 | 8076.34 | 263199300 | 12974670
16000 | 8000 | 27460 | 15 | 999999 | 9999999 | 1018469000 | 0.20349 | 63246480 | 64971800 | 21.384 | 0 | 20.2727 | 4.8142 | 26316000 | 23304020 | 8168000 | 11652010 | 25537800 | 39995520 | 0 | 0.3275 | 2110807 | 15000 | 12000 | 0 | 8104.178 | 260996800 | 11016070
16000 | 13000 | 22054 |  | 999999 | 9999999 | 1018550000 | 0.20233 | 63575050 | 60099220 | 21.1559 | 0 | 21.4106 | 4.5893 | 26316000 | 23304020 | 13273000 | 18934520 | 20510220 | 32121680 | [5 empty] | 0 | 8064.178 | 263270000 | 12938860
16077 | 15936 | 22054 | 45 | 999999 | 9999999 | 1018581000 | 0.20468 | 62384840 | 78073520 | 22.5026 | 0 | 17.7694 | 5.3915 | 26442650 | 23416170 | 16270660 | 23210800 | 20510220 | 32121680 | 0 | 0.98251 | 5311003 | 45000.01 | 36000.01 | 0 | 8479.381 | 255812400 | 9118372
16077 | 10000 | 27460 | 40 | 999999 | 9999999 | 1018599000 | 0.20452 | 62564030 | 75390450 | 22.279 | 0 | 18.2199 | 5.2779 | 26442650 | 23416170 | 10210000 | 14565010 | 25537800 | 39995520 | 0 | 0.87334 | 4770180 | 40000.01 | 32000.01 | 0 | 8401.848 | 256756800 | 9383659
9000 | 14000 | 27460 | 25 | 999999 | 9999999 | 1018640000 | 0.20428 | 63396260 | 62884550 | 21.0219 | 0 | 20.8384 | 4.6837 | 14802750 | 13108510 | 14294000 | 20391020 | 25537800 | 39995520 | 0 | 0.54584 | 2872641 | 25000.01 | 20000 | 0 | 7937.515 | 261229900 | 9789133
14000 | 12000 | 27460 | 45 | 999999 | 9999999 | 1018687000 | 0.2048 | 62551570 | 75666300 | 22.2638 | 0 | 18.1866 | 5.2808 | 23026500 | 20391020 | 12252000 | 17478010 | 25537800 | 39995520 | 0 | 0.98251 | 5157794 | 45000.01 | 36000.01 | 0 | 8385.255 | 256474400 | 8955919
16077 | 13000 | 22054 | 10 | 999999 | 9999999 | 1018717000 | 0.20327 | 63358850 | 63525860 | 21.237 | 0 | 20.5656 | 4.7555 | 26442650 | 23416170 | 13273000 | 18934520 | 20510220 | 32121680 | 0 | 0.21834 | 1525671 | 10000 | 8000.001 | 0 | 8058.9 | 261824300 | 11446880
7000 | 15936 | 27460 | 30 | 999999 | 9999999 | 1018721000 | 0.20456 | 63379300 | 63221700 | 21.0104 | 0 | 20.7776 | 4.6918 | 11513250 | 10195510 | 16270660 | 23210800 | 25537800 | 39995520 | 0 | 0.65501 | 3274667 | 30000.01 | 24000 | 0 | 7922.811 | 260927000 | 9357491
16000 | 15936 | 22054 | 45 | 999999 | 9999999 | 1018746000 | 0.20473 | 62404240 | 77946880 | 22.4724 | 0 | 17.7759 | 5.3897 | 26316000 | 23304020 | 16270660 | 23210800 | 20510220 | 32121680 | 0 | 0.98251 | 5291521 | 45000.01 | 36000.01 | 0 | 8467.441 | 255896100 | 9097535
16000 | 10000 | 27460 | 40 | 999999 | 9999999 | 1018765000 | 0.20457 | 62583460 | 75263800 | 22.2487 | 0 | 18.2273 | 5.2759 | 26316000 | 23304020 | 10210000 | 14565010 | 25537800 | 39995520 | 0 | 0.87334 | 4751366 | 40000.01 | 32000.01 | 0 | 8389.9 | 256840800 | 9362912
11000 | 12000 | 27460 | 20 | 999999 | 9999999 | 1018821000 | 0.20404 | 63434960 | 62482050 | 21.0073 | 0 | 20.8872 | 4.6781 | 18092250 | 16021510 | 12252000 | 17478010 | 25537800 | 39995520 | 0 | 0.43667 | 2434783 | 20000 | 16000 | 0 | 7942.521 | 261624500 | 10227600
16000 | 13000 | 22054 | 10 | 999999 | 9999999 | 1018864000 | 0.20332 | 63376970 | 63399220 | 21.2069 | 0 | 20.581 | 4.7522 | 26316000 | 23304020 | 13273000 | 18934520 | 20510220 | 32121680 | 0 | 0.21834 | 1517094 | 10000 | 8000.001 | 0 | 8046.835 | 261902700 | 11419660
13000 | 15936 | 22054 | 20 | 999999 | 9999999 | 1018919000 | 0.20397 | 63290200 | 64762620 | 21.2161 | 0 | 20.3068 | 4.8018 | 21381750 | 18934520 | 16270660 | 23210800 | 20510220 | 32121680 | 0 | 0.43667 | 2521027 | 20000 | 16000 | 0 | 8025.25 | 261056800 | 10384660
16077 | 14000 | 22054 | 25 | 999999 | 9999999 | 1019030000 | 0.20406 | 62983540 | 69496860 | 21.6802 | 0 | 19.2564 | 5.0364 | 26442650 | 23416170 | 14294000 | 20391020 | 20510220 | 32121680 | 0 | 0.54584 | 3179394 | 25000.01 | 20000 | 0 | 8197.949 | 259428300 | 10268930
13000 | 14000 | 27460 | 60 | 999999 | 9999999 | 1019110000 | 0.20547 | 62224940 | 81013550 | 22.7034 | 0 | 17.301 | 5.502 | 21381750 | 18934520 | 14294000 | 20391020 | 25537800 | 39995520 | 0 | 1.31 | 6615505 | 60000.01 | 48000.01 | 0 | 8526.545 | 254300000 | 8019185
13000 | 10000 | 27460 | 15 | 999999 | 9999999 | 1019115000 | 0.20381 | 63481160 | 62079550 | 20.9916 | 0 | 20.9236 | 4.6751 | 21381750 | 18934520 | 10210000 | 14565010 | 25537800 | 39995520 | 0 | 0.3275 | 1962205 | 15000 | 12000 | 0 | 7947.923 | 262050400 | 10700830
9000 | 13000 | 27460 | 15 | 999999 | 9999999 | 1019117000 | 0.204 | 63714570 | 58563550 | 20.5974 | 0 | 21.8908 | 4.482 | 14802750 | 13108510 | 13273000 | 18934520 | 25537800 | 39995520 | 0 | 0.3275 | 1823272 | 15000 | 12000 | 0 | 7791.557 | 263117400 | 10398080
13000 | 15936 | 27460 | 80 | 999999 | 9999999 | 1019120000 | 0.20611 | 61656730 | 89590210 | 23.5275 | 0 | 16.1175 | 5.8267 | 21381750 | 18934520 | 16270660 | 23210800 | 25537800 | 39995520 | 0 | 1.7467 | 8682058 | 80000.02 | 64000.01 | 0 | 8808.72 | 250811200 | 7002192
14000 | 15936 | 22054 | 30 | 999999 | 9999999 | 1019188000 | 0.20439 | 62980100 | 69707380 | 21.6403 | 0 | 19.2249 | 5.0385 | 23026500 | 20391020 | 16270660 | 23210800 | 20510220 | 32121680 | 0 | 0.65501 | 3589947 | 30000.01 | 24000 | 0 | 8170.985 | 259184700 | 9789118
16000 | 14000 | 22054 | 25 | 999999 | 9999999 | 1019190000 | 0.20411 | 63002580 | 69370220 | 21.65 | 0 | 19.2668 | 5.0339 | 26316000 | 23304020 | 14294000 | 20391020 | 20510220 | 32121680 | 0 | 0.54584 | 3164640 | 25000.01 | 20000 | 0 | 8185.956 | 259510500 | 10246110
14000 | 10000 | 27460 | 25 | 999999 | 9999999 | 1019272000 | 0.20423 | 63163620 | 67024300 | 21.4165 | 0 | 19.7723 | 4.916 | 23026500 | 20391020 | 10210000 | 14565010 | 25537800 | 39995520 | 0 | 0.54584 | 3053536 | 25000.01 | 20000 | 0 | 8093.401 | 260147200 | 10072040
13000 | 13000 | 27460 | 50 | 999999 | 9999999 | 1019308000 | 0.20518 | 62524710 | 76692550 | 22.2789 | 0 | 17.9678 | 5.3321 | 21381750 | 18934520 | 13273000 | 18934520 | 25537800 | 39995520 | 0 | 1.0917 | 5561795 | 50000.01 | 40000.01 | 0 | 8380.636 | 256110400 | 8551358
5000 | 15936 | 27460 | 15 | 999999 | 9999999 | 1019345000 | 0.20423 | 63967230 | 54982210 | 20.1761 | 0 | 22.9689 | 4.2836 | 8223750 | 7282506 | 16270660 | 23210800 | 25537800 | 39995520 | 0 | 0.3275 | 1690183 | 15000 | 12000 | 0 | 7625.016 | 264265900 | 10087660
16077 | 8000 | 27460 | 20 | 999999 | 9999999 | 1019352000 | 0.20395 | 63187240 | 66748440 | 21.431 | 0 | 19.7953 | 4.9159 | 26442650 | 23416170 | 8168000 | 11652010 | 25537800 | 39995520 | 0 | 0.43667 | 2611020 | 20000 | 16000 | 0 | 8110.622 | 260476100 | 10551780
14000 | 14000 | 22054 |  | 999999 | 9999999 | 1019433000 | 0.20279 | 63784140 | 57830720 | 20.7699 | 0 | 21.9516 | 4.483 | 23026500 | 20391020 | 14294000 | 20391020 | 20510220 | 32121680 | [5 empty] | 0 | 7906.224 | 264198100 | 12483290
7000 | 14000 | 27460 | 10 | 999999 | 9999999 | 1019453000 | 0.20395 | 63996750 | 54645050 | 20.187 | 0 | 23.0236 | 4.2778 | 11513250 | 10195510 | 14294000 | 20391020 | 25537800 | 39995520 | 0 | 0.21834 | 1226424 | 10000 | 8000.001 | 0 | 7640.426 | 264621000 | 10577800
11000 | 14000 | 27460 | 45 | 999999 | 9999999 | 1019477000 | 0.20513 | 62795800 | 72774050 | 21.8693 | 0 | 18.6572 | 5.1606 | 18092250 | 16021510 | 14294000 | 20391020 | 25537800 | 39995520 | 0 | 0.98251 | 4918650 | 45000.01 | 36000.01 | 0 | 8230.034 | 257567800 | 8689497
16000 | 8000 | 27460 | 20 | 999999 | 9999999 | 1019511000 | 0.204 | 63206140 | 66621800 | 21.4007 | 0 | 19.8073 | 4.9131 | 26316000 | 23304020 | 8168000 | 11652010 | 25537800 | 39995520 | 0 | 0.43667 | 2597967 | 20000 | 16000 | 0 | 8098.609 | 260557800 | 10528240
13000 | 12000 | 27460 | 40 | 999999 | 9999999 | 1019547000 | 0.20489 | 62827170 | 72371550 | 21.8548 | 0 | 18.702 | 5.1549 | 21381750 | 18934520 | 12252000 | 17478010 | 25537800 | 39995520 | 0 | 0.87334 | 4514650 | 40000.01 | 32000.01 | 0 | 8234.652 | 257931900 | 9094058
9000 | 12000 | 27460 |  | 999999 | 9999999 | 1019575000 | 0.20323 | 64140970 | 52592550 | 20.1494 | 0 | 23.6203 | 4.1823 | 14802750 | 13108510 | 12252000 | 17478010 | 25537800 | 39995520 | [5 empty] | 0 | 7654.446 | 265726400 | 11805930
16077 | 7000 | 27460 |  | 999999 | 9999999 | 1019576000 | 0.20268 | 63707550 | 59127440 | 20.9566 | 0 | 21.5614 | 4.5592 | 26442650 | 23416170 | 7147000 | 10195510 | 25537800 | 39995520 | [5 empty] | 0 | 7982.516 | 263747300 | 12700800
9000 | 15936 | 27460 | 50 | 999999 | 9999999 | 1019590000 | 0.20541 | 62780940 | 73111210 | 21.8586 | 0 | 18.6073 | 5.1674 | 14802750 | 13108510 | 16270660 | 23210800 | 25537800 | 39995520 | 0 | 1.0917 | 5307914 | 50000.01 | 40000.01 | 0 | 8215.476 | 257273700 | 8267913
16077 | 13000 | 22054 | 15 | 999999 | 9999999 | 1019600000 | 0.20378 | 63308000 | 65175860 | 21.2551 | 0 | 20.1017 | 4.8519 | 26442650 | 23416170 | 13273000 | 18934520 | 20510220 | 32121680 | 0 | 0.3275 | 2061455 | 15000 | 12000 | 0 | 8052.775 | 261341400 | 10910360
14000 | 14000 | 27460 | 70 | 999999 | 9999999 | 1019668000 | 0.20591 | 61933980 | 85958300 | 23.1282 | 0 | 16.5391 | 5.7104 | 23026500 | 20391020 | 14294000 | 20391020 | 25537800 | 39995520 | 0 | 1.5284 | 7664390 | 70000.02 | 56000.01 | 0 | 8672.509 | 252507600 | 7505439
16000 | 7000 | 27460 |  | 999999 | 9999999 | 1019697000 | 0.20273 | 63724010 | 59000800 | 20.9269 | 0 | 21.5829 | 4.5549 | 26316000 | 23304020 | 7147000 | 10195510 | 25537800 | 39995520 | [5 empty] | 0 | 7970.354 | 263818800 | 12665760
11000 | 13000 | 27460 | 35 | 999999 | 9999999 | 1019727000 | 0.20484 | 63099020 | 68453050 | 21.4455 | 0 | 19.468 | 4.9758 | 18092250 | 16021510 | 13273000 | 18934520 | 25537800 | 39995520 | 0 | 0.76418 | 3890990 | 35000.01 | 28000.01 | 0 | 8083.828 | 259392400 | 9233418
16000 | 13000 | 22054 | 15 | 999999 | 9999999 | 1019757000 | 0.20383 | 63326760 | 65049220 | 21.2249 | 0 | 20.1148 | 4.8489 | 26316000 | 23304020 | 13273000 | 18934520 | 20510220 | 32121680 | 0 | 0.3275 | 2049925 | 15000 | 12000 | 0 | 8040.745 | 261422500 | 10886090
14000 | 13000 | 27460 | 60 | 999999 | 9999999 | 1019802000 | 0.20561 | 62229450 | 81637300 | 22.7034 | 0 | 17.139 | 5.5475 | 23026500 | 20391020 | 13273000 | 18934520 | 25537800 | 39995520 | 0 | 1.31 | 6615505 | 60000.01 | 48000.01 | 0 | 8526.545 | 254300000 | 8019185
14000 | 15936 | 27460 | 90 | 999999 | 9999999 | 1019822000 | 0.20655 | 61375270 | 94534960 | 23.9523 | 0 | 15.4627 | 6.0233 | 23026500 | 20391020 | 16270660 | 23210800 | 25537800 | 39995520 | 0 | 1.965 | 9717552 | 90000.02 | 72000.02 | 0 | 8954.837 | 249058400 | 6529368
11000 | 15936 | 22054 |  | 999999 | 9999999 | 1019861000 | 0.20315 | 64008690 | 54873130 | 20.3564 | 0 | 22.8125 | 4.323 | 18092250 | 16021510 | 16270660 | 23210800 | 20510220 | 32121680 | [5 empty] | 0 | 7738.161 | 265210700 | 12023640
16077 | 15936 | 22054 | 50 | 999999 | 9999999 | 1019893000 | 0.2052 | 62362460 | 79723520 | 22.518 | 0 | 17.3944 | 5.4879 | 26442650 | 23416170 | 16270660 | 23210800 | 20510220 | 32121680 | 0 | 1.0917 | 5715187 | 50000.01 | 40000.01 | 0 | 8474.761 | 255448100 | 8713627
16077 | 10000 | 27460 | 45 | 999999 | 9999999 | 1019903000 | 0.20504 | 62541110 | 77040450 | 22.2941 | 0 | 17.8255 | 5.3758 | 26442650 | 23416170 | 10210000 | 14565010 | 25537800 | 39995520 | 0 | 0.98251 | 5176831 | 45000.01 | 36000.01 | 0 | 8397.199 | 256390300 | 8976443
9000 | 14000 | 27460 | 30 | 999999 | 9999999 | 1019920000 | 0.20479 | 63371750 | 64534550 | 21.0358 | 0 | 20.3184 | 4.7894 | 14802750 | 13108510 | 14294000 | 20391020 | 25537800 | 39995520 | 0 | 0.65501 | 3286655 | 30000.01 | 24000 | 0 | 7932.782 | 260856700 | 9374544
14000 | 12000 | 27460 | 50 | 999999 | 9999999 | 1020000000 | 0.20532 | 62529220 | 77316300 | 22.2789 | 0 | 17.7928 | 5.3786 | 23026500 | 20391020 | 12252000 | 17478010 | 25537800 | 39995520 | 0 | 1.0917 | 5561795 | 50000.01 | 40000.01 | 0 | 8380.636 | 256110400 | 8551358
11000 | 12000 | 27460 | 25 | 999999 | 9999999 | 1020023000 | 0.20456 | 63405290 | 64132050 | 21.0219 | 0 | 20.3722 | 4.7825 | 18092250 | 16021510 | 12252000 | 17478010 | 25537800 | 39995520 | 0 | 0.54584 | 2872641 | 25000.01 | 20000 | 0 | 7937.515 | 261229900 | 9789133
7000 | 15936 | 27460 | 35 | 999999 | 9999999 | 1020029000 | 0.20508 | 63356620 | 64871700 | 21.0239 | 0 | 20.2577 | 4.7977 | 11513250 | 10195510 | 16270660 | 23210800 | 25537800 | 39995520 | 0 | 0.76418 | 3680237 | 35000.01 | 28000.01 | 0 | 7918.174 | 260561500 | 8951357
16000 | 15936 | 22054 | 50 | 999999 | 9999999 | 1020060000 | 0.20524 | 62381900 | 79596880 | 22.4877 | 0 | 17.4001 | 5.4863 | 26316000 | 23304020 | 16270660 | 23210800 | 20510220 | 32121680 | 0 | 1.0917 | 5695521 | 50000.01 | 40000.01 | 0 | 8462.823 | 255532000 | 8692975
16000 | 10000 | 27460 | 45 | 999999 | 9999999 | 1020070000 | 0.20508 | 62560590 | 76913800 | 22.2638 | 0 | 17.8321 | 5.374 | 26316000 | 23304020 | 10210000 | 14565010 | 25537800 | 39995520 | 0 | 0.98251 | 5157794 | 45000.01 | 36000.01 | 0 | 8385.255 | 256474400 | 8955919
16077 | 7000 | 27460 | 10 | 999999 | 9999999 | 1020086000 | 0.20367 | 63522490 | 62427440 | 21.0047 | 0 | 20.69 | 4.7288 | 26442650 | 23416170 | 7147000 | 10195510 | 25537800 | 39995520 | 0 | 0.21834 | 1456937 | 10000 | 8000.001 | 0 | 7965.861 | 262434300 | 11241840
13000 | 15936 | 22054 | 25 | 999999 | 9999999 | 1020093000 | 0.20448 | 63258620 | 66412620 | 21.2312 | 0 | 19.8244 | 4.904 | 21381750 | 18934520 | 16270660 | 23210800 | 20510220 | 32121680 | 0 | 0.54584 | 2967711 | 25000.01 | 20000 | 0 | 8020.144 | 260654300 | 9937358
14000 | 14000 | 22054 | 10 | 999999 | 9999999 | 1020123000 | 0.20378 | 63610960 | 61130720 | 20.8154 | 0 | 21.0232 | 4.6591 | 23026500 | 20391020 | 14294000 | 20391020 | 20510220 | 32121680 | 0 | 0.21834 | 1401980 | 10000 | 8000.001 | 0 | 7890.198 | 262934600 | 11079360
13000 | 10000 | 27460 | 20 | 999999 | 9999999 | 1020204000 | 0.20432 | 63443980 | 63729550 | 21.0073 | 0 | 20.418 | 4.7775 | 21381750 | 18934520 | 10210000 | 14565010 | 25537800 | 39995520 | 0 | 0.43667 | 2434783 | 20000 | 16000 | 0 | 7942.521 | 261624500 | 10227600
16077 | 14000 | 22054 | 30 | 999999 | 9999999 | 1020227000 | 0.20457 | 62953520 | 71146860 | 21.6958 | 0 | 18.8229 | 5.1359 | 26442650 | 23416170 | 14294000 | 20391020 | 20510220 | 32121680 | 0 | 0.65501 | 3618889 | 30000.01 | 24000 | 0 | 8192.926 | 259032200 | 9828821
16000 | 7000 | 27460 | 10 | 999999 | 9999999 | 1020236000 | 0.20372 | 63540870 | 62300800 | 20.9746 | 0 | 20.7055 | 4.7255 | 26316000 | 23304020 | 7147000 | 10195510 | 25537800 | 39995520 | 0 | 0.21834 | 1448076 | 10000 | 8000.001 | 0 | 7953.8 | 262513700 | 11215680
9000 | 13000 | 27460 | 20 | 999999 | 9999999 | 1020265000 | 0.20451 | 63681220 | 60213550 | 20.612 | 0 | 21.3268 | 4.5882 | 14802750 | 13108510 | 13273000 | 18934520 | 25537800 | 39995520 | 0 | 0.43667 | 2278109 | 20000 | 16000 | 0 | 7786.357 | 262707500 | 9942613
16000 | 14000 | 22054 | 30 | 999999 | 9999999 | 1020391000 | 0.20462 | 62972800 | 71020220 | 21.6654 | 0 | 18.832 | 5.1336 | 26316000 | 23304020 | 14294000 | 20391020 | 20510220 | 32121680 | 0 | 0.65501 | 3603004 | 30000.01 | 24000 | 0 | 8180.945 | 259115400 | 9807139
14000 | 15936 | 22054 | 35 | 999999 | 9999999 | 1020473000 | 0.2049 | 62955850 | 71357380 | 21.6548 | 0 | 18.7838 | 5.1399 | 23026500 | 20391020 | 16270660 | 23210800 | 20510220 | 32121680 | 0 | 0.76418 | 4002706 | 35000.01 | 28000.01 | 0 | 8166.267 | 258812700 | 9375786
16077 | 8000 | 27460 | 25 | 999999 | 9999999 | 1020493000 | 0.20446 | 63153430 | 68398450 | 21.4468 | 0 | 19.3405 | 5.0161 | 26442650 | 23416170 | 8168000 | 11652010 | 25537800 | 39995520 | 0 | 0.54584 | 3068000 | 25000.01 | 20000 | 0 | 8105.398 | 260064200 | 10094170
14000 | 10000 | 27460 | 30 | 999999 | 9999999 | 1020503000 | 0.20474 | 63135820 | 68674300 | 21.4313 | 0 | 19.3096 | 5.0181 | 23026500 | 20391020 | 10210000 | 14565010 | 25537800 | 39995520 | 0 | 0.65501 | 3482717 | 30000.01 | 24000 | 0 | 8088.495 | 259760400 | 9642258
7000 | 14000 | 27460 | 15 | 999999 | 9999999 | 1020547000 | 0.20446 | 63959850 | 56295050 | 20.2015 | 0 | 22.3999 | 4.3861 | 11513250 | 10195510 | 14294000 | 20391020 | 25537800 | 39995520 | 0 | 0.3275 | 1697693 | 15000 | 12000 | 0 | 7635.039 | 264196300 | 10105880
5000 | 15936 | 27460 | 20 | 999999 | 9999999 | 1020565000 | 0.20475 | 63938670 | 56632210 | 20.1894 | 0 | 22.3338 | 4.3942 | 8223750 | 7282506 | 16270660 | 23210800 | 25537800 | 39995520 | 0 | 0.43667 | 2122905 | 20000 | 16000 | 0 | 7620.069 | 263875900 | 9654340
14000 | 8000 | 27460 |  | 999999 | 9999999 | 1020630000 | 0.20318 | 63936390 | 56732300 | 20.5394 | 0 | 22.1346 | 4.448 | 23026500 | 20391020 | 8168000 | 11652010 | 25537800 | 39995520 | [5 empty] | 0 | 7812.399 | 264760600 | 12223880
11000 | 15936 | 27460 | 70 | 999999 | 9999999 | 1020647000 | 0.20628 | 62195080 | 83000700 | 22.7081 | 0 | 16.8951 | 5.6045 | 18092250 | 16021510 | 16270660 | 23210800 | 25537800 | 39995520 | 0 | 1.5284 | 7372538 | 70000.02 | 56000.01 | 0 | 8507.782 | 253672400 | 7227255
16000 | 8000 | 27460 | 25 | 999999 | 9999999 | 1020656000 | 0.20451 | 63172640 | 68271800 | 21.4165 | 0 | 19.351 | 5.0136 | 26316000 | 23304020 | 8168000 | 11652010 | 25537800 | 39995520 | 0 | 0.54584 | 3053536 | 25000.01 | 20000 | 0 | 8093.401 | 260147200 | 10072040
16077 | 13000 | 22054 | 20 | 999999 | 9999999 | 1020659000 | 0.20429 | 63268760 | 66825860 | 21.2715 | 0 | 19.6394 | 4.9515 | 26442650 | 23416170 | 13273000 | 18934520 | 20510220 | 32121680 | 0 | 0.43667 | 2543506 | 20000 | 16000 | 0 | 8047.265 | 260907000 | 10427640
16077 | 12000 | 22054 |  | 999999 | 9999999 | 1020692000 | 0.20301 | 63776500 | 59204860 | 20.7997 | 0 | 21.4085 | 4.5897 | 26442650 | 23416170 | 12252000 | 17478010 | 20510220 | 32121680 | [5 empty] | 0 | 7918.387 | 264125800 | 12517490
7000 | 13000 | 27460 |  | 999999 | 9999999 | 1020697000 | 0.20369 | 64365850 | 50324050 | 19.7567 | 0 | 24.3015 | 4.0703 | 11513250 | 10195510 | 13273000 | 18934520 | 25537800 | 39995520 | [5 empty] | 0 | 7496.492 | 266720300 | 11416150
3000 | 15936 | 27460 |  | 999999 | 9999999 | 1020702000 | 0.20393 | 64603750 | 46742700 | 19.3362 | 0 | 25.7648 | 3.8479 | 4934250 | 4369504 | 16270660 | 23210800 | 25537800 | 39995520 | [5 empty] | 0 | 7328.429 | 267807200 | 11030890
11000 | 14000 | 27460 | 50 | 999999 | 9999999 | 1020790000 | 0.20564 | 62773450 | 74424050 | 21.8839 | 0 | 18.2397 | 5.2604 | 18092250 | 16021510 | 14294000 | 20391020 | 25537800 | 39995520 | 0 | 1.0917 | 5322650 | 50000.01 | 40000.01 | 0 | 8225.416 | 257203700 | 8284936
16000 | 12000 | 22054 |  | 999999 | 9999999 | 1020817000 | 0.20306 | 63793160 | 59078220 | 20.7699 | 0 | 21.4293 | 4.5856 | 26316000 | 23304020 | 12252000 | 17478010 | 20510220 | 32121680 | [5 empty] | 0 | 7906.224 | 264198100 | 12483290
16000 | 13000 | 22054 | 20 | 999999 | 9999999 | 1020818000 | 0.20433 | 63287700 | 66699220 | 21.2413 | 0 | 19.6511 | 4.9488 | 26316000 | 23304020 | 13273000 | 18934520 | 20510220 | 32121680 | 0 | 0.43667 | 2531200 | 20000 | 16000 | 0 | 8035.243 | 260988800 | 10404140
9000 | 12000 | 27460 | 10 | 999999 | 9999999 | 1020837000 | 0.20423 | 64005770 | 55892550 | 20.187 | 0 | 22.4488 | 4.3811 | 14802750 | 13108510 | 12252000 | 17478010 | 25537800 | 39995520 | 0 | 0.21834 | 1226424 | 10000 | 8000.001 | 0 | 7640.426 | 264621000 | 10577800
16077 | 13000 | 27460 | 80 | 999999 | 9999999 | 1020845000 | 0.20644 | 61634250 | 91653450 | 23.5831 | 0 | 15.7047 | 5.957 | 26442650 | 23416170 | 13273000 | 18934520 | 25537800 | 39995520 | 0 | 1.7467 | 8723808 | 80000.02 | 64000.01 | 0 | 8830.514 | 250656900 | 7038878
16077 | 14000 | 27460 | 90 | 999999 | 9999999 | 1020854000 | 0.20674 | 61348260 | 95974450 | 24.0078 | 0 | 15.2087 | 6.1079 | 26442650 | 23416170 | 14294000 | 20391020 | 25537800 | 39995520 | 0 | 1.965 | 9761985 | 90000.02 | 72000.02 | 0 | 8976.601 | 248904000 | 6565678
13000 | 12000 | 27460 | 45 | 999999 | 9999999 | 1020860000 | 0.20541 | 62804820 | 74021550 | 21.8693 | 0 | 18.2821 | 5.2552 | 21381750 | 18934520 | 12252000 | 17478010 | 25537800 | 39995520 | 0 | 0.98251 | 4918650 | 45000.01 | 36000.01 | 0 | 8230.034 | 257567800 | 8689497
16077 | 12000 | 27460 | 70 | 999999 | 9999999 | 1020885000 | 0.20614 | 61923520 | 87332450 | 23.1585 | 0 | 16.2402 | 5.8009 | 26442650 | 23416170 | 12252000 | 17478010 | 25537800 | 39995520 | 0 | 1.5284 | 7686011 | 70000.02 | 56000.01 | 0 | 8684.424 | 252423500 | 7525705
11000 | 15936 | 22054 | 10 | 999999 | 9999999 | 1020942000 | 0.20415 | 63861460 | 58173130 | 20.3965 | 0 | 21.7482 | 4.5137 | 18092250 | 16021510 | 16270660 | 23210800 | 20510220 | 32121680 | 0 | 0.21834 | 1282045 | 10000 | 8000.001 | 0 | 7723.506 | 264055300 | 10739810
11000 | 10000 | 27460 |  | 999999 | 9999999 | 1020958000 | 0.2035 | 64149990 | 53840050 | 20.1494 | 0 | 23.0133 | 4.2872 | 18092250 | 16021510 | 10210000 | 14565010 | 25537800 | 39995520 | [5 empty] | 0 | 7654.446 | 265726400 | 11805930
16000 | 13000 | 27460 | 80 | 999999 | 9999999 | 1021012000 | 0.20648 | 61653760 | 91526800 | 23.5527 | 0 | 15.7073 | 5.9561 | 26316000 | 23304020 | 13273000 | 18934520 | 25537800 | 39995520 | 0 | 1.7467 | 8700974 | 80000.02 | 64000.01 | 0 | 8818.612 | 250741200 | 7018843
16000 | 14000 | 27460 | 90 | 999999 | 9999999 | 1021022000 | 0.20678 | 61367780 | 95847800 | 23.9775 | 0 | 15.2105 | 6.1071 | 26316000 | 23304020 | 14294000 | 20391020 | 25537800 | 39995520 | 0 | 1.965 | 9737699 | 90000.02 | 72000.02 | 0 | 8964.716 | 248988300 | 6545849
16077 | 7000 | 27460 | 15 | 999999 | 9999999 | 1021032000 | 0.20418 | 63475810 | 64077440 | 21.0219 | 0 | 20.2086 | 4.828 | 26442650 | 23416170 | 7147000 | 10195510 | 25537800 | 39995520 | 0 | 0.3275 | 1973451 | 15000 | 12000 | 0 | 7959.957 | 261968800 | 10724610
11000 | 13000 | 27460 | 40 | 999999 | 9999999 | 1021038000 | 0.20536 | 63076530 | 70103050 | 21.4595 | 0 | 19.011 | 5.0786 | 18092250 | 16021510 | 13273000 | 18934520 | 25537800 | 39995520 | 0 | 0.87334 | 4295637 | 40000.01 | 32000.01 | 0 | 8079.202 | 259027800 | 8828210
16000 | 12000 | 27460 | 70 | 999999 | 9999999 | 1021052000 | 0.20619 | 61943000 | 87205800 | 23.1282 | 0 | 16.2437 | 5.7997 | 26316000 | 23304020 | 12252000 | 17478010 | 25537800 | 39995520 | 0 | 1.5284 | 7664390 | 70000.02 | 56000.01 | 0 | 8672.509 | 252507600 | 7505439
13000 | 14000 | 22054 |  | 999999 | 9999999 | 1021092000 | 0.20338 | 64003240 | 56185970 | 20.3814 | 0 | 22.2447 | 4.4273 | 21381750 | 18934520 | 14294000 | 20391020 | 20510220 | 32121680 | [5 empty] | 0 | 7748.27 | 265149100 | 12050620
14000 | 14000 | 22054 | 15 | 999999 | 9999999 | 1021115000 | 0.20429 | 63567360 | 62780720 | 20.8318 | 0 | 20.5193 | 4.7604 | 23026500 | 20391020 | 14294000 | 20391020 | 20510220 | 32121680 | 0 | 0.3275 | 1904278 | 15000 | 12000 | 0 | 7884.456 | 262481900 | 10576370
16000 | 7000 | 27460 | 15 | 999999 | 9999999 | 1021190000 | 0.20423 | 63494700 | 63950800 | 20.9916 | 0 | 20.2219 | 4.8251 | 26316000 | 23304020 | 7147000 | 10195510 | 25537800 | 39995520 | 0 | 0.3275 | 1962205 | 15000 | 12000 | 0 | 7947.923 | 262050400 | 10700830
16077 | 10000 | 27460 | 50 | 999999 | 9999999 | 1021216000 | 0.20555 | 62518760 | 78690450 | 22.3092 | 0 | 17.4446 | 5.4734 | 26442650 | 23416170 | 10210000 | 14565010 | 25537800 | 39995520 | 0 | 1.0917 | 5580831 | 50000.01 | 40000.01 | 0 | 8392.581 | 256026200 | 8571882
9000 | 14000 | 27460 | 35 | 999999 | 9999999 | 1021228000 | 0.20531 | 63349020 | 66184550 | 21.0494 | 0 | 19.8183 | 4.8949 | 14802750 | 13108510 | 14294000 | 20391020 | 25537800 | 39995520 | 0 | 0.76418 | 3692411 | 35000.01 | 28000.01 | 0 | 7928.144 | 260491000 | 8968225
11000 | 12000 | 27460 | 30 | 999999 | 9999999 | 1021304000 | 0.20507 | 63380770 | 65782050 | 21.0358 | 0 | 19.8716 | 4.888 | 18092250 | 16021510 | 12252000 | 17478010 | 25537800 | 39995520 | 0 | 0.65501 | 3286655 | 30000.01 | 24000 | 0 | 7932.782 | 260856700 | 9374544
7000 | 15936 | 27460 | 40 | 999999 | 9999999 | 1021342000 | 0.20559 | 63334270 | 66521700 | 21.0375 | 0 | 19.76 | 4.903 | 11513250 | 10195510 | 16270660 | 23210800 | 25537800 | 39995520 | 0 | 0.87334 | 4084237 | 40000.01 | 32000.01 | 0 | 7913.556 | 260197400 | 8546797
13000 | 15936 | 22054 | 30 | 999999 | 9999999 | 1021351000 | 0.20499 | 63232640 | 68062620 | 21.2456 | 0 | 19.3537 | 5.0074 | 21381750 | 18934520 | 16270660 | 23210800 | 20510220 | 32121680 | 0 | 0.65501 | 3388487 | 30000.01 | 24000 | 0 | 8015.334 | 260275000 | 9515999
16077 | 12000 | 22054 | 10 | 999999 | 9999999 | 1021354000 | 0.20401 | 63601500 | 62504860 | 20.8456 | 0 | 20.528 | 4.7634 | 26442650 | 23416170 | 12252000 | 17478010 | 20510220 | 32121680 | 0 | 0.21834 | 1410432 | 10000 | 8000.001 | 0 | 7902.263 | 262854600 | 11105100
16000 | 10000 | 27460 | 50 | 999999 | 9999999 | 1021383000 | 0.2056 | 62538240 | 78563800 | 22.2789 | 0 | 17.4504 | 5.4717 | 26316000 | 23304020 | 10210000 | 14565010 | 25537800 | 39995520 | 0 | 1.0917 | 5561795 | 50000.01 | 40000.01 | 0 | 8380.636 | 256110400 | 8551358
13000 | 10000 | 27460 | 25 | 999999 | 9999999 | 1021407000 | 0.20483 | 63414310 | 65379550 | 21.0219 | 0 | 19.9225 | 4.8816 | 21381750 | 18934520 | 10210000 | 14565010 | 25537800 | 39995520 | 0 | 0.54584 | 2872641 | 25000.01 | 20000 | 0 | 7937.515 | 261229900 | 9789133
16077 | 14000 | 22054 | 35 | 999999 | 9999999 | 1021506000 | 0.20509 | 62928890 | 72796860 | 21.7105 | 0 | 18.3985 | 5.2367 | 26442650 | 23416170 | 14294000 | 20391020 | 20510220 | 32121680 | 0 | 0.76418 | 4033436 | 35000.01 | 28000.01 | 0 | 8188.187 | 258658500 | 9413699
16000 | 12000 | 22054 | 10 | 999999 | 9999999 | 1021506000 | 0.20406 | 63619990 | 62378220 | 20.8154 | 0 | 20.543 | 4.7601 | 26316000 | 23304020 | 12252000 | 17478010 | 20510220 | 32121680 | 0 | 0.21834 | 1401980 | 10000 | 8000.001 | 0 | 7890.198 | 262934600 | 11079360
9000 | 13000 | 27460 | 25 | 999999 | 9999999 | 1021522000 | 0.20502 | 63655210 | 61863550 | 20.6256 | 0 | 20.7769 | 4.6961 | 14802750 | 13108510 | 13273000 | 18934520 | 25537800 | 39995520 | 0 | 0.54584 | 2699077 | 25000.01 | 20000 | 0 | 7781.545 | 262328100 | 9521062
14000 | 8000 | 27460 | 10 | 999999 | 9999999 | 1021535000 | 0.20418 | 63777520 | 60032300 | 20.5818 | 0 | 21.1555 | 4.6318 | 23026500 | 20391020 | 8168000 | 11652010 | 25537800 | 39995520 | 0 | 0.21834 | 1335817 | 10000 | 8000.001 | 0 | 7797.129 | 263556700 | 10886210
16000 | 14000 | 22054 | 35 | 999999 | 9999999 | 1021673000 | 0.20513 | 62948380 | 72670220 | 21.6801 | 0 | 18.4063 | 5.2347 | 26316000 | 23304020 | 14294000 | 20391020 | 20510220 | 32121680 | 0 | 0.76418 | 4016574 | 35000.01 | 28000.01 | 0 | 8176.217 | 258742700 | 9392995
16077 | 8000 | 27460 | 30 | 999999 | 9999999 | 1021720000 | 0.20497 | 63125410 | 70048450 | 21.4617 | 0 | 18.8955 | 5.1177 | 26442650 | 23416170 | 8168000 | 11652010 | 25537800 | 39995520 | 0 | 0.65501 | 3498227 | 30000.01 | 24000 | 0 | 8100.48 | 259676500 | 9663344
7000 | 14000 | 27460 | 20 | 999999 | 9999999 | 1021762000 | 0.20498 | 63931040 | 57945050 | 20.2149 | 0 | 21.7933 | 4.4962 | 11513250 | 10195510 | 14294000 | 20391020 | 25537800 | 39995520 | 0 | 0.43667 | 2131552 | 20000 | 16000 | 0 | 7630.079 | 263805300 | 9671418
14000 | 15936 | 22054 | 40 | 999999 | 9999999 | 1021779000 | 0.20542 | 62933030 | 73007380 | 21.6692 | 0 | 18.358 | 5.2412 | 23026500 | 20391020 | 16270660 | 23210800 | 20510220 | 32121680 | 0 | 0.87334 | 4408885 | 40000.01 | 32000.01 | 0 | 8161.623 | 258446600 | 8969044
14000 | 13000 | 22054 |  | 999999 | 9999999 | 1021783000 | 0.20352 | 64007750 | 56809720 | 20.3814 | 0 | 21.9705 | 4.4793 | 23026500 | 20391020 | 13273000 | 18934520 | 20510220 | 32121680 | [5 empty] | 0 | 7748.27 | 265149100 | 12050620
14000 | 10000 | 27460 | 35 | 999999 | 9999999 | 1021802000 | 0.20526 | 63112550 | 70324300 | 21.4455 | 0 | 18.859 | 5.121 | 23026500 | 20391020 | 10210000 | 14565010 | 25537800 | 39995520 | 0 | 0.76418 | 3890990 | 35000.01 | 28000.01 | 0 | 8083.828 | 259392400 | 9233418
16077 | 13000 | 22054 | 25 | 999999 | 9999999 | 1021824000 | 0.2048 | 63236590 | 68475860 | 21.2869 | 0 | 19.1856 | 5.0528 | 26442650 | 23416170 | 13273000 | 18934520 | 20510220 | 32121680 | 0 | 0.54584 | 2992936 | 25000.01 | 20000 | 0 | 8042.127 | 260501900 | 9977583
13000 | 14000 | 27460 | 70 | 999999 | 9999999 | 1021846000 | 0.20651 | 62187550 | 84313550 | 22.7334 | 0 | 16.5913 | 5.6933 | 21381750 | 18934520 | 14294000 | 20391020 | 25537800 | 39995520 | 0 | 1.5284 | 7389699 | 70000.02 | 56000.01 | 0 | 8517.694 | 253602300 | 7243916
5000 | 15936 | 27460 | 25 | 999999 | 9999999 | 1021846000 | 0.20526 | 63914250 | 58282210 | 20.2022 | 0 | 21.7234 | 4.5054 | 8223750 | 7282506 | 16270660 | 23210800 | 25537800 | 39995520 | 0 | 0.54584 | 2536477 | 25000.01 | 20000 | 0 | 7615.341 | 263503200 | 9240194
16077 | 6000 | 27460 |  | 999999 | 9999999 | 1021886000 | 0.20341 | 63928510 | 58106440 | 20.5693 | 0 | 21.5779 | 4.5559 | 26442650 | 23416170 | 6126000 | 8739007 | 25537800 | 39995520 | [5 empty] | 0 | 7824.562 | 264687300 | 12257080
16000 | 8000 | 27460 | 30 | 999999 | 9999999 | 1021887000 | 0.20502 | 63144840 | 69921800 | 21.4313 | 0 | 18.9046 | 5.1154 | 26316000 | 23304020 | 8168000 | 11652010 | 25537800 | 39995520 | 0 | 0.65501 | 3482717 | 30000.01 | 24000 | 0 | 8088.495 | 259760400 | 9642258
5000 | 14000 | 27460 |  | 999999 | 9999999 | 1021915000 | 0.20415 | 64597160 | 48055550 | 19.3616 | 0 | 25.0312 | 3.9565 | 8223750 | 7282506 | 14294000 | 20391020 | 25537800 | 39995520 | [5 empty] | 0 | 7338.538 | 267740900 | 11053150
9000 | 12000 | 27460 | 15 | 999999 | 9999999 | 1021930000 | 0.20474 | 63968870 | 57542550 | 20.2015 | 0 | 21.8525 | 4.4891 | 14802750 | 13108510 | 12252000 | 17478010 | 25537800 | 39995520 | 0 | 0.3275 | 1697693 | 15000 | 12000 | 0 | 7635.039 | 264196300 | 10105880
13000 | 13000 | 27460 | 60 | 999999 | 9999999 | 1021971000 | 0.20622 | 62482460 | 79992550 | 22.3087 | 0 | 17.2069 | 5.527 | 21381750 | 18934520 | 13273000 | 18934520 | 25537800 | 39995520 | 0 | 1.31 | 6358461 | 60000.01 | 48000.01 | 0 | 8371.529 | 255392400 | 7753586
16000 | 13000 | 22054 | 25 | 999999 | 9999999 | 1021987000 | 0.20485 | 63255840 | 68349220 | 21.2565 | 0 | 19.1957 | 5.0503 | 26316000 | 23304020 | 13273000 | 18934520 | 20510220 | 32121680 | 0 | 0.54584 | 2979193 | 25000.01 | 20000 | 0 | 8030.122 | 260585000 | 9955528
13000 | 15936 | 27460 | 90 | 999999 | 9999999 | 1022003000 | 0.20716 | 61629050 | 92890210 | 23.5577 | 0 | 15.491 | 6.0119 | 21381750 | 18934520 | 16270660 | 23210800 | 25537800 | 39995520 | 0 | 1.965 | 9411388 | 90000.02 | 72000.02 | 0 | 8800.383 | 250153900 | 6271850
11000 | 15936 | 22054 | 15 | 999999 | 9999999 | 1022005000 | 0.20466 | 63822550 | 59823130 | 20.4116 | 0 | 21.1944 | 4.6192 | 18092250 | 16021510 | 16270660 | 23210800 | 20510220 | 32121680 | 0 | 0.3275 | 1762628 | 15000 | 12000 | 0 | 7718.012 | 263622100 | 10258560
16000 | 6000 | 27460 |  | 999999 | 9999999 | 1022014000 | 0.20346 | 63945410 | 57979800 | 20.5394 | 0 | 21.599 | 4.5518 | 26316000 | 23304020 | 6126000 | 8739007 | 25537800 | 39995520 | [5 empty] | 0 | 7812.399 | 264760600 | 12223880
16077 | 7000 | 27460 | 20 | 999999 | 9999999 | 1022118000 | 0.20469 | 63438380 | 65727440 | 21.0377 | 0 | 19.7334 | 4.9296 | 26442650 | 23416170 | 7147000 | 10195510 | 25537800 | 39995520 | 0 | 0.43667 | 2447174 | 20000 | 16000 | 0 | 7954.542 | 261541800 | 10250230
13000 | 14000 | 22054 | 10 | 999999 | 9999999 | 1022149000 | 0.20438 | 63854460 | 59485970 | 20.4218 | 0 | 21.2335 | 4.6159 | 21381750 | 18934520 | 14294000 | 20391020 | 20510220 | 32121680 | 0 | 0.21834 | 1289192 | 10000 | 8000.001 | 0 | 7733.533 | 263987200 | 10759640
13000 | 12000 | 27460 | 50 | 999999 | 9999999 | 1022173000 | 0.20592 | 62782470 | 75671550 | 21.8839 | 0 | 17.878 | 5.3548 | 21381750 | 18934520 | 12252000 | 17478010 | 25537800 | 39995520 | 0 | 1.0917 | 5322650 | 50000.01 | 40000.01 | 0 | 8225.416 | 257203700 | 8284936
11000 | 10000 | 27460 | 10 | 999999 | 9999999 | 1022220000 | 0.20451 | 64014790 | 57140050 | 20.187 | 0 | 21.8976 | 4.4847 | 18092250 | 16021510 | 10210000 | 14565010 | 25537800 | 39995520 | 0 | 0.21834 | 1226424 | 10000 | 8000.001 | 0 | 7640.426 | 264621000 | 10577800
14000 | 14000 | 22054 | 20 | 999999 | 9999999 | 1022227000 | 0.2048 | 63531640 | 64430720 | 20.8471 | 0 | 20.0253 | 4.8635 | 23026500 | 20391020 | 14294000 | 20391020 | 20510220 | 32121680 | 0 | 0.43667 | 2370078 | 20000 | 16000 | 0 | 7879.131 | 262062100 | 10109920
7000 | 13000 | 27460 | 10 | 999999 | 9999999 | 1022261000 | 0.2047 | 64250710 | 53624050 | 19.7902 | 0 | 23.005 | 4.2809 | 11513250 | 10195510 | 13273000 | 18934520 | 25537800 | 39995520 | 0 | 0.21834 | 1133677 | 10000 | 8000.001 | 0 | 7483.532 | 265698500 | 10280900
9000 | 15936 | 27460 | 60 | 999999 | 9999999 | 1022262000 | 0.20645 | 62739300 | 76411210 | 21.8873 | 0 | 17.7877 | 5.3668 | 14802750 | 13108510 | 16270660 | 23210800 | 25537800 | 39995520 | 0 | 1.31 | 6101786 | 60000.01 | 48000.01 | 0 | 8206.4 | 256558200 | 7472939
16000 | 7000 | 27460 | 20 | 999999 | 9999999 | 1022279000 | 0.20474 | 63457520 | 65600800 | 21.0073 | 0 | 19.7451 | 4.9269 | 26316000 | 23304020 | 7147000 | 10195510 | 25537800 | 39995520 | 0 | 0.43667 | 2434783 | 20000 | 16000 | 0 | 7942.521 | 261624500 | 10227600
16077 | 12000 | 22054 | 15 | 999999 | 9999999 | 1022339000 | 0.20452 | 63557410 | 64154860 | 20.8621 | 0 | 20.0463 | 4.8639 | 26442650 | 23416170 | 12252000 | 17478010 | 20510220 | 32121680 | 0 | 0.3275 | 1914965 | 15000 | 12000 | 0 | 7896.496 | 262399900 | 10599870
13000 | 8000 | 27460 |  | 999999 | 9999999 | 1022342000 | 0.20378 | 64159020 | 55087550 | 20.1494 | 0 | 22.4321 | 4.3923 | 21381750 | 18934520 | 8168000 | 11652010 | 25537800 | 39995520 | [5 empty] | 0 | 7654.446 | 265726400 | 11805930
11000 | 13000 | 27460 | 45 | 999999 | 9999999 | 1022351000 | 0.20587 | 63054180 | 71753050 | 21.4736 | 0 | 18.5721 | 5.1808 | 18092250 | 16021510 | 13273000 | 18934520 | 25537800 | 39995520 | 0 | 0.98251 | 4699637 | 45000.01 | 36000.01 | 0 | 8074.584 | 258663700 | 8423649
16000 | 12000 | 22054 | 15 | 999999 | 9999999 | 1022499000 | 0.20456 | 63576380 | 64028220 | 20.8318 | 0 | 20.0591 | 4.8611 | 26316000 | 23304020 | 12252000 | 17478010 | 20510220 | 32121680 | 0 | 0.3275 | 1904278 | 15000 | 12000 | 0 | 7884.456 | 262481900 | 10576370
14000 | 14000 | 27460 | 80 | 999999 | 9999999 | 1022502000 | 0.20695 | 61903060 | 89258300 | 23.158 | 0 | 15.8808 | 5.8989 | 23026500 | 20391020 | 14294000 | 20391020 | 25537800 | 39995520 | 0 | 1.7467 | 8408689 | 80000.02 | 64000.01 | 0 | 8664 | 251836800 | 6760107
3000 | 15936 | 27460 | 10 | 999999 | 9999999 | 1022532000 | 0.20494 | 64506240 | 50042700 | 19.3659 | 0 | 24.2544 | 4.071 | 4934250 | 4369504 | 16270660 | 23210800 | 25537800 | 39995520 | 0 | 0.21834 | 1052140 | 10000 | 8000.001 | 0 | 7316.401 | 266859000 | 9977285
14000 | 13000 | 27460 | 70 | 999999 | 9999999 | 1022538000 | 0.20665 | 62192060 | 84937300 | 22.7334 | 0 | 16.4395 | 5.7386 | 23026500 | 20391020 | 13273000 | 18934520 | 25537800 | 39995520 | 0 | 1.5284 | 7389699 | 70000.02 | 56000.01 | 0 | 8517.694 | 253602300 | 7243916
9000 | 14000 | 27460 | 40 | 999999 | 9999999 | 1022541000 | 0.20582 | 63326680 | 67834550 | 21.0629 | 0 | 19.3388 | 4.9999 | 14802750 | 13108510 | 14294000 | 20391020 | 25537800 | 39995520 | 0 | 0.87334 | 4096411 | 40000.01 | 32000.01 | 0 | 7923.526 | 260126900 | 8563664
16077 | 15936 | 22054 | 60 | 999999 | 9999999 | 1022552000 | 0.20623 | 62319940 | 83023520 | 22.5484 | 0 | 16.6797 | 5.6799 | 26442650 | 23416170 | 16270660 | 23210800 | 20510220 | 32121680 | 0 | 1.31 | 6513112 | 60000.01 | 48000.01 | 0 | 8465.64 | 254729000 | 7914594
14000 | 8000 | 27460 | 15 | 999999 | 9999999 | 1022576000 | 0.20469 | 63737120 | 61682300 | 20.5974 | 0 | 20.6342 | 4.7357 | 23026500 | 20391020 | 8168000 | 11652010 | 25537800 | 39995520 | 0 | 0.3275 | 1823272 | 15000 | 12000 | 0 | 7791.557 | 263117400 | 10398080
11000 | 12000 | 27460 | 35 | 999999 | 9999999 | 1022611000 | 0.20558 | 63358040 | 67432050 | 21.0494 | 0 | 19.3896 | 4.9933 | 18092250 | 16021510 | 12252000 | 17478010 | 25537800 | 39995520 | 0 | 0.76418 | 3692411 | 35000.01 | 28000.01 | 0 | 7928.144 | 260491000 | 8968225
13000 | 15936 | 22054 | 35 | 999999 | 9999999 | 1022653000 | 0.20551 | 63209580 | 69712620 | 21.2595 | 0 | 18.8979 | 5.1112 | 21381750 | 18934520 | 16270660 | 23210800 | 20510220 | 32121680 | 0 | 0.76418 | 3795775 | 35000.01 | 28000.01 | 0 | 8010.678 | 259908000 | 9108146
7000 | 15936 | 27460 | 45 | 999999 | 9999999 | 1022655000 | 0.20611 | 63311920 | 68171700 | 21.0511 | 0 | 19.2833 | 5.0076 | 11513250 | 10195510 | 16270660 | 23210800 | 25537800 | 39995520 | 0 | 0.98251 | 4488237 | 45000.01 | 36000.01 | 0 | 7908.938 | 259833300 | 8142236
14000 | 12000 | 27460 | 60 | 999999 | 9999999 | 1022663000 | 0.20635 | 62486980 | 80616300 | 22.3087 | 0 | 17.0434 | 5.5733 | 23026500 | 20391020 | 12252000 | 17478010 | 25537800 | 39995520 | 0 | 1.31 | 6358461 | 60000.01 | 48000.01 | 0 | 8371.529 | 255392400 | 7753586
13000 | 10000 | 27460 | 30 | 999999 | 9999999 | 1022687000 | 0.20535 | 63389800 | 67029550 | 21.0358 | 0 | 19.4402 | 4.9868 | 21381750 | 18934520 | 10210000 | 14565010 | 25537800 | 39995520 | 0 | 0.65501 | 3286655 | 30000.01 | 24000 | 0 | 7932.782 | 260856700 | 9374544
2000 | 15936 | 27460 |  | 999999 | 9999999 | 1022709000 | 0.20453 | 64846000 | 45097960 | 18.9386 | 0 | 26.2092 | 3.7849 | 3289500 | 2913002 | 16270660 | 23210800 | 25537800 | 39995520 | [5 empty] | 0 | 7170.475 | 268854700 | 10694680
16000 | 15936 | 22054 | 60 | 999999 | 9999999 | 1022719000 | 0.20628 | 62339410 | 82896880 | 22.518 | 0 | 16.684 | 5.6785 | 26316000 | 23304020 | 16270660 | 23210800 | 20510220 | 32121680 | 0 | 1.31 | 6493287 | 60000.01 | 48000.01 | 0 | 8453.703 | 254813000 | 7894102
14000 | 15936 | 27460 | 100 | 999999 | 9999999 | 1022757000 | 0.2076 | 61351070 | 97834960 | 23.9828 | 0 | 14.8792 | 6.2052 | 23026500 | 20391020 | 16270660 | 23210800 | 25537800 | 39995520 | 0 | 2.1834 | 10430810 | 100000 | 80000.02 | 0 | 8946.684 | 248415500 | 5815120
16077 | 6000 | 27460 | 10 | 999999 | 9999999 | 1022762000 | 0.20441 | 63767740 | 61406440 | 20.6122 | 0 | 20.6494 | 4.7373 | 26442650 | 23416170 | 6126000 | 8739007 | 25537800 | 39995520 | 0 | 0.21834 | 1344665 | 10000 | 8000.001 | 0 | 7809.19 | 263475400 | 10910550
16077 | 14000 | 22054 | 40 | 999999 | 9999999 | 1022811000 | 0.2056 | 62905980 | 74446860 | 21.7249 | 0 | 17.9877 | 5.3375 | 26442650 | 23416170 | 14294000 | 20391020 | 20510220 | 32121680 | 0 | 0.87334 | 4440023 | 40000.01 | 32000.01 | 0 | 8183.539 | 258292100 | 9006548
9000 | 13000 | 27460 | 30 | 999999 | 9999999 | 1022817000 | 0.20554 | 63631640 | 63513550 | 20.6388 | 0 | 20.2482 | 4.8041 | 14802750 | 13108510 | 13273000 | 18934520 | 25537800 | 39995520 | 0 | 0.65501 | 3108702 | 30000.01 | 24000 | 0 | 7776.863 | 261958900 | 9110867
14000 | 13000 | 22054 | 10 | 999999 | 9999999 | 1022841000 | 0.20452 | 63858970 | 60109720 | 20.4218 | 0 | 20.9826 | 4.6673 | 23026500 | 20391020 | 13273000 | 18934520 | 20510220 | 32121680 | 0 | 0.21834 | 1289192 | 10000 | 8000.001 | 0 | 7733.533 | 263987200 | 10759640
16000 | 6000 | 27460 | 10 | 999999 | 9999999 | 1022919000 | 0.20446 | 63786550 | 61279800 | 20.5818 | 0 | 20.6643 | 4.7341 | 26316000 | 23304020 | 6126000 | 8739007 | 25537800 | 39995520 | 0 | 0.21834 | 1335817 | 10000 | 8000.001 | 0 | 7797.129 | 263556700 | 10886210
16000 | 14000 | 22054 | 40 | 999999 | 9999999 | 1022978000 | 0.20565 | 62925520 | 74320220 | 21.6945 | 0 | 17.9946 | 5.3356 | 26316000 | 23304020 | 14294000 | 20391020 | 20510220 | 32121680 | 0 | 0.87334 | 4422938 | 40000.01 | 32000.01 | 0 | 8171.572 | 258376500 | 8986067
16077 | 8000 | 27460 | 35 | 999999 | 9999999 | 1023018000 | 0.20549 | 63102050 | 71698450 | 21.4759 | 0 | 18.4612 | 5.2202 | 26442650 | 23416170 | 8168000 | 11652010 | 25537800 | 39995520 | 0 | 0.76418 | 3906923 | 35000.01 | 28000.01 | 0 | 8095.808 | 259308200 | 9254081
14000 | 7000 | 27460 |  | 999999 | 9999999 | 1023034000 | 0.20392 | 64163530 | 55711300 | 20.1494 | 0 | 22.1507 | 4.445 | 23026500 | 20391020 | 7147000 | 10195510 | 25537800 | 39995520 | [5 empty] | 0 | 7654.446 | 265726400 | 11805930
7000 | 14000 | 27460 | 25 | 999999 | 9999999 | 1023043000 | 0.20549 | 63906540 | 59595050 | 20.2277 | 0 | 21.209 | 4.607 | 11513250 | 10195510 | 14294000 | 20391020 | 25537800 | 39995520 | 0 | 0.54584 | 2545501 | 25000.01 | 20000 | 0 | 7625.347 | 263432200 | 9256894
16077 | 13000 | 22054 | 30 | 999999 | 9999999 | 1023074000 | 0.20531 | 63210070 | 70125860 | 21.3013 | 0 | 18.7416 | 5.1554 | 26442650 | 23416170 | 13273000 | 18934520 | 20510220 | 32121680 | 0 | 0.65501 | 3416222 | 30000.01 | 24000 | 0 | 8037.289 | 260120400 | 9553709
14000 | 15936 | 22054 | 45 | 999999 | 9999999 | 1023092000 | 0.20593 | 62910680 | 74657380 | 21.6835 | 0 | 17.9476 | 5.3419 | 23026500 | 20391020 | 16270660 | 23210800 | 20510220 | 32121680 | 0 | 0.98251 | 4812885 | 45000.01 | 36000.01 | 0 | 8157.005 | 258082500 | 8564483
14000 | 10000 | 27460 | 40 | 999999 | 9999999 | 1023113000 | 0.20577 | 63090060 | 71974300 | 21.4595 | 0 | 18.425 | 5.2236 | 23026500 | 20391020 | 10210000 | 14565010 | 25537800 | 39995520 | 0 | 0.87334 | 4295637 | 40000.01 | 32000.01 | 0 | 8079.202 | 259027800 | 8828210
9000 | 12000 | 27460 | 20 | 999999 | 9999999 | 1023146000 | 0.20525 | 63940060 | 59192550 | 20.2149 | 0 | 21.2715 | 4.5989 | 14802750 | 13108510 | 12252000 | 17478010 | 25537800 | 39995520 | 0 | 0.43667 | 2131552 | 20000 | 16000 | 0 | 7630.079 | 263805300 | 9671418
5000 | 15936 | 27460 | 30 | 999999 | 9999999 | 1023153000 | 0.20578 | 63891450 | 59932210 | 20.2148 | 0 | 21.1401 | 4.6163 | 8223750 | 7282506 | 16270660 | 23210800 | 25537800 | 39995520 | 0 | 0.65501 | 2942576 | 30000.01 | 24000 | 0 | 7610.699 | 263137200 | 8833531
16000 | 8000 | 27460 | 35 | 999999 | 9999999 | 1023186000 | 0.20553 | 63121570 | 71571800 | 21.4455 | 0 | 18.4692 | 5.2182 | 26316000 | 23304020 | 8168000 | 11652010 | 25537800 | 39995520 | 0 | 0.76418 | 3890990 | 35000.01 | 28000.01 | 0 | 8083.828 | 259392400 | 9233418
11000 | 15936 | 22054 | 20 | 999999 | 9999999 | 1023187000 | 0.20517 | 63791520 | 61473130 | 20.4256 | 0 | 20.6535 | 4.7266 | 18092250 | 16021510 | 16270660 | 23210800 | 20510220 | 32121680 | 0 | 0.43667 | 2206782 | 20000 | 16000 | 0 | 7712.935 | 263221800 | 9813789
13000 | 14000 | 22054 | 15 | 999999 | 9999999 | 1023209000 | 0.20489 | 63815330 | 61135970 | 20.4369 | 0 | 20.7036 | 4.7209 | 21381750 | 18934520 | 14294000 | 20391020 | 20510220 | 32121680 | 0 | 0.3275 | 1770761 | 15000 | 12000 | 0 | 7728.028 | 263553200 | 10277400
16000 | 13000 | 22054 | 30 | 999999 | 9999999 | 1023242000 | 0.20536 | 63229630 | 69999220 | 21.2709 | 0 | 18.7503 | 5.1532 | 26316000 | 23304020 | 13273000 | 18934520 | 20510220 | 32121680 | 0 | 0.65501 | 3401036 | 30000.01 | 24000 | 0 | 8025.299 | 260204800 | 9533099
7000 | 12000 | 27460 |  | 999999 | 9999999 | 1023299000 | 0.20443 | 64606180 | 49303050 | 19.3616 | 0 | 24.3365 | 4.0647 | 11513250 | 10195510 | 12252000 | 17478010 | 25537800 | 39995520 | [5 empty] | 0 | 7338.538 | 267740900 | 11053150
11000 | 10000 | 27460 | 15 | 999999 | 9999999 | 1023314000 | 0.20502 | 63977900 | 58790050 | 20.2015 | 0 | 21.3269 | 4.5923 | 18092250 | 16021510 | 10210000 | 14565010 | 25537800 | 39995520 | 0 | 0.3275 | 1697693 | 15000 | 12000 | 0 | 7635.039 | 264196300 | 10105880
16077 | 7000 | 27460 | 25 | 999999 | 9999999 | 1023316000 | 0.2052 | 63408410 | 67377450 | 21.0524 | 0 | 19.2667 | 5.0331 | 26442650 | 23416170 | 7147000 | 10195510 | 25537800 | 39995520 | 0 | 0.54584 | 2886404 | 25000.01 | 20000 | 0 | 7949.521 | 261146000 | 9810390
7000 | 13000 | 27460 | 15 | 999999 | 9999999 | 1023420000 | 0.20521 | 64218130 | 55274050 | 19.8035 | 0 | 22.362 | 4.3928 | 11513250 | 10195510 | 13273000 | 18934520 | 25537800 | 39995520 | 0 | 0.3275 | 1584995 | 15000 | 12000 | 0 | 7478.373 | 265291800 | 9828959
16077 | 12000 | 22054 | 20 | 999999 | 9999999 | 1023446000 | 0.20503 | 63521380 | 65804860 | 20.8775 | 0 | 19.5727 | 4.9665 | 26442650 | 23416170 | 12252000 | 17478010 | 20510220 | 32121680 | 0 | 0.43667 | 2382207 | 20000 | 16000 | 0 | 7891.155 | 261978800 | 10131980
14000 | 14000 | 22054 | 25 | 999999 | 9999999 | 1023454000 | 0.20531 | 63503570 | 66080720 | 20.8612 | 0 | 19.5404 | 4.9686 | 23026500 | 20391020 | 14294000 | 20391020 | 20510220 | 32121680 | 0 | 0.54584 | 2800528 | 25000.01 | 20000 | 0 | 7874.21 | 261674200 | 9678872
11000 | 14000 | 27460 | 60 | 999999 | 9999999 | 1023461000 | 0.20668 | 62731760 | 77724050 | 21.9127 | 0 | 17.4464 | 5.4592 | 18092250 | 16021510 | 14294000 | 20391020 | 25537800 | 39995520 | 0 | 1.31 | 6116724 | 60000.01 | 48000.01 | 0 | 8216.339 | 256488000 | 7489761
9000 | 15936 | 22054 |  | 999999 | 9999999 | 1023481000 | 0.20435 | 64467020 | 51583620 | 19.5713 | 0 | 23.462 | 4.2092 | 14802750 | 13108510 | 16270660 | 23210800 | 20510220 | 32121680 | [5 empty] | 0 | 7422.253 | 267196600 | 11242190
16000 | 7000 | 27460 | 25 | 999999 | 9999999 | 1023482000 | 0.20525 | 63427840 | 67250800 | 21.0219 | 0 | 19.2769 | 5.0306 | 26316000 | 23304020 | 7147000 | 10195510 | 25537800 | 39995520 | 0 | 0.54584 | 2872641 | 25000.01 | 20000 | 0 | 7937.515 | 261229900 | 9789133
11000 | 15936 | 27460 | 80 | 999999 | 9999999 | 1023498000 | 0.20732 | 62165320 | 86300700 | 22.7368 | 0 | 16.2019 | 5.7971 | 18092250 | 16021510 | 16270660 | 23210800 | 25537800 | 39995520 | 0 | 1.7467 | 8111450 | 80000.02 | 64000.01 | 0 | 8499.335 | 253006500 | 6487318
13000 | 13000 | 22054 |  | 999999 | 9999999 | 1023539000 | 0.20412 | 64233280 | 55164970 | 19.9902 | 0 | 22.2575 | 4.4249 | 21381750 | 18934520 | 13273000 | 18934520 | 20510220 | 32121680 | [5 empty] | 0 | 7590.316 | 266127000 | 11644760
13000 | 8000 | 27460 | 10 | 999999 | 9999999 | 1023604000 | 0.20479 | 64023820 | 58387550 | 20.187 | 0 | 21.3683 | 4.5886 | 21381750 | 18934520 | 8168000 | 11652010 | 25537800 | 39995520 | 0 | 0.21834 | 1226424 | 10000 | 8000.001 | 0 | 7640.426 | 264621000 | 10577800
16000 | 12000 | 22054 | 20 | 999999 | 9999999 | 1023610000 | 0.20508 | 63540660 | 65678220 | 20.8471 | 0 | 19.5839 | 4.9639 | 26316000 | 23304020 | 12252000 | 17478010 | 20510220 | 32121680 | 0 | 0.43667 | 2370078 | 20000 | 16000 | 0 | 7879.131 | 262062100 | 10109920
11000 | 13000 | 27460 | 50 | 999999 | 9999999 | 1023666000 | 0.20639 | 63031990 | 73403050 | 21.4877 | 0 | 18.15 | 5.2824 | 18092250 | 16021510 | 13273000 | 18934520 | 25537800 | 39995520 | 0 | 1.0917 | 5102914 | 50000.01 | 40000.01 | 0 | 8069.974 | 258300200 | 8019813
16077 | 12000 | 27460 | 80 | 999999 | 9999999 | 1023717000 | 0.20718 | 61892500 | 90632450 | 23.1885 | 0 | 15.6004 | 5.9888 | 26442650 | 23416170 | 12252000 | 17478010 | 25537800 | 39995520 | 0 | 1.7467 | 8430786 | 80000.02 | 64000.01 | 0 | 8675.91 | 251752300 | 6779896
14000 | 8000 | 27460 | 20 | 999999 | 9999999 | 1023724000 | 0.2052 | 63703780 | 63332300 | 20.612 | 0 | 20.125 | 4.8411 | 23026500 | 20391020 | 8168000 | 11652010 | 25537800 | 39995520 | 0 | 0.43667 | 2278109 | 20000 | 16000 | 0 | 7786.357 | 262707500 | 9942613
16077 | 13000 | 27460 | 90 | 999999 | 9999999 | 1023726000 | 0.20748 | 61606490 | 94953450 | 23.6134 | 0 | 15.1028 | 6.1415 | 26442650 | 23416170 | 13273000 | 18934520 | 25537800 | 39995520 | 0 | 1.965 | 9453513 | 90000.02 | 72000.02 | 0 | 8822.173 | 249999300 | 6308160
5000 | 14000 | 27460 | 10 | 999999 | 9999999 | 1023731000 | 0.20517 | 64498720 | 51355550 | 19.3915 | 0 | 23.6026 | 4.1779 | 8223750 | 7282506 | 14294000 | 20391020 | 25537800 | 39995520 | 0 | 0.21834 | 1056458 | 10000 | 8000.001 | 0 | 7326.461 | 266788800 | 9995224
3000 | 15936 | 27460 | 15 | 999999 | 9999999 | 1023759000 | 0.20546 | 64478200 | 51692700 | 19.3781 | 0 | 23.5236 | 4.1876 | 4934250 | 4369504 | 16270660 | 23210800 | 25537800 | 39995520 | 0 | 0.3275 | 1482457 | 15000 | 12000 | 0 | 7311.482 | 266471200 | 9546370
16077 | 14000 | 27460 | 100 | 999999 | 9999999 | 1023786000 | 0.20778 | 61323870 | 99274450 | 24.0385 | 0 | 14.6402 | 6.2891 | 26442650 | 23416170 | 14294000 | 20391020 | 25537800 | 39995520 | 0 | 2.1834 | 10476060 | 100000 | 80000.02 | 0 | 8968.438 | 248260500 | 5850608
16077 | 6000 | 27460 | 15 | 999999 | 9999999 | 1023799000 | 0.20492 | 63727060 | 63056440 | 20.6278 | 0 | 20.1509 | 4.8405 | 26442650 | 23416170 | 6126000 | 8739007 | 25537800 | 39995520 | 0 | 0.3275 | 1833415 | 15000 | 12000 | 0 | 7803.604 | 263034900 | 10421120
9000 | 14000 | 27460 | 45 | 999999 | 9999999 | 1023854000 | 0.20634 | 63304330 | 69484550 | 21.0765 | 0 | 18.8792 | 5.1042 | 14802750 | 13108510 | 14294000 | 20391020 | 25537800 | 39995520 | 0 | 0.98251 | 4500411 | 45000.01 | 36000.01 | 0 | 7918.908 | 259762800 | 8159104
16077 | 10000 | 27460 | 60 | 999999 | 9999999 | 1023879000 | 0.20659 | 62476480 | 81990450 | 22.3391 | 0 | 16.7188 | 5.6675 | 26442650 | 23416170 | 10210000 | 14565010 | 25537800 | 39995520 | 0 | 1.31 | 6377657 | 60000.01 | 48000.01 | 0 | 8383.473 | 255308100 | 7773951
16000 | 12000 | 27460 | 80 | 999999 | 9999999 | 1023886000 | 0.20723 | 61912080 | 90505800 | 23.158 | 0 | 15.6027 | 5.9879 | 26316000 | 23304020 | 12252000 | 17478010 | 25537800 | 39995520 | 0 | 1.7467 | 8408689 | 80000.02 | 64000.01 | 0 | 8664 | 251836800 | 6760107
16000 | 13000 | 27460 | 90 | 999999 | 9999999 | 1023894000 | 0.20753 | 61626040 | 94826800 | 23.583 | 0 | 15.1044 | 6.1407 | 26316000 | 23304020 | 13273000 | 18934520 | 25537800 | 39995520 | 0 | 1.965 | 9430474 | 90000.02 | 72000.02 | 0 | 8810.273 | 250083700 | 6288331
14000 | 13000 | 22054 | 15 | 999999 | 9999999 | 1023901000 | 0.20503 | 63819840 | 61759720 | 20.4369 | 0 | 20.4636 | 4.7721 | 23026500 | 20391020 | 13273000 | 18934520 | 20510220 | 32121680 | 0 | 0.3275 | 1770761 | 15000 | 12000 | 0 | 7728.028 | 263553200 | 10277400
11000 | 12000 | 27460 | 40 | 999999 | 9999999 | 1023924000 | 0.2061 | 63335700 | 69082050 | 21.0629 | 0 | 18.9271 | 5.0981 | 18092250 | 16021510 | 12252000 | 17478010 | 25537800 | 39995520 | 0 | 0.87334 | 4096411 | 40000.01 | 32000.01 | 0 | 7923.526 | 260126900 | 8563664
16000 | 14000 | 27460 | 100 | 999999 | 9999999 | 1023956000 | 0.20783 | 61343500 | 99147800 | 24.0081 | 0 | 14.6411 | 6.2886 | 26316000 | 23304020 | 14294000 | 20391020 | 25537800 | 39995520 | 0 | 2.1834 | 10451330 | 100000 | 80000.02 | 0 | 8956.558 | 248345200 | 5831228
16000 | 6000 | 27460 | 15 | 999999 | 9999999 | 1023960000 | 0.20497 | 63746150 | 62929800 | 20.5974 | 0 | 20.1639 | 4.8376 | 26316000 | 23304020 | 6126000 | 8739007 | 25537800 | 39995520 | 0 | 0.3275 | 1823272 | 15000 | 12000 | 0 | 7791.557 | 263117400 | 10398080
13000 | 15936 | 22054 | 40 | 999999 | 9999999 | 1023966000 | 0.20602 | 63187240 | 71362620 | 21.2733 | 0 | 18.4593 | 5.2146 | 21381750 | 18934520 | 16270660 | 23210800 | 20510220 | 32121680 | 0 | 0.87334 | 4199775 | 40000.01 | 32000.01 | 0 | 8006.06 | 259543900 | 8703585
7000 | 15936 | 27460 | 50 | 999999 | 9999999 | 1023974000 | 0.20663 | 63289940 | 69821700 | 21.0646 | 0 | 18.8256 | 5.1116 | 11513250 | 10195510 | 16270660 | 23210800 | 25537800 | 39995520 | 0 | 1.0917 | 4890546 | 50000.01 | 40000.01 | 0 | 7904.339 | 259470700 | 7739368
13000 | 10000 | 27460 | 35 | 999999 | 9999999 | 1023995000 | 0.20586 | 63367070 | 68679550 | 21.0494 | 0 | 18.9753 | 5.0919 | 21381750 | 18934520 | 10210000 | 14565010 | 25537800 | 39995520 | 0 | 0.76418 | 3692411 | 35000.01 | 28000.01 | 0 | 7928.144 | 260491000 | 8968225
16000 | 10000 | 27460 | 60 | 999999 | 9999999 | 1024047000 | 0.20663 | 62496000 | 81863800 | 22.3087 | 0 | 16.7232 | 5.6661 | 26316000 | 23304020 | 10210000 | 14565010 | 25537800 | 39995520 | 0 | 1.31 | 6358461 | 60000.01 | 48000.01 | 0 | 8371.529 | 255392400 | 7753586
16077 | 14000 | 22054 | 45 | 999999 | 9999999 | 1024124000 | 0.20612 | 62883640 | 76096860 | 21.7393 | 0 | 17.5915 | 5.4378 | 26442650 | 23416170 | 14294000 | 20391020 | 20510220 | 32121680 | 0 | 0.98251 | 4844023 | 45000.01 | 36000.01 | 0 | 8178.92 | 257928000 | 8601987
9000 | 13000 | 27460 | 35 | 999999 | 9999999 | 1024130000 | 0.20605 | 63609290 | 65163550 | 20.6518 | 0 | 19.7409 | 4.9117 | 14802750 | 13108510 | 13273000 | 18934520 | 25537800 | 39995520 | 0 | 0.76418 | 3512703 | 35000.01 | 28000.01 | 0 | 7772.245 | 261594800 | 8706306
14000 | 12000 | 22054 |  | 999999 | 9999999 | 1024231000 | 0.20425 | 64237790 | 55788720 | 19.9902 | 0 | 21.9781 | 4.4779 | 23026500 | 20391020 | 12252000 | 17478010 | 20510220 | 32121680 | [5 empty] | 0 | 7590.316 | 266127000 | 11644760
16077 | 5000 | 27460 |  | 999999 | 9999999 | 1024281000 | 0.20415 | 64155150 | 57085440 | 20.1795 | 0 | 21.5846 | 4.5546 | 26442650 | 23416170 | 5105000 | 7282506 | 25537800 | 39995520 | [5 empty] | 0 | 7666.608 | 265650900 | 11837020
16000 | 14000 | 22054 | 45 | 999999 | 9999999 | 1024292000 | 0.20616 | 62903180 | 75970220 | 21.7088 | 0 | 17.5976 | 5.4361 | 26316000 | 23304020 | 14294000 | 20391020 | 20510220 | 32121680 | 0 | 0.98251 | 4826938 | 45000.01 | 36000.01 | 0 | 8166.954 | 258012400 | 8581506
14000 | 7000 | 27460 | 10 | 999999 | 9999999 | 1024295000 | 0.20492 | 64028330 | 59011300 | 20.187 | 0 | 21.1115 | 4.6406 | 23026500 | 20391020 | 7147000 | 10195510 | 25537800 | 39995520 | 0 | 0.21834 | 1226424 | 10000 | 8000.001 | 0 | 7640.426 | 264621000 | 10577800
16077 | 8000 | 27460 | 40 | 999999 | 9999999 | 1024328000 | 0.206 | 63079510 | 73348450 | 21.49 | 0 | 18.0425 | 5.3224 | 26442650 | 23416170 | 8168000 | 11652010 | 25537800 | 39995520 | 0 | 0.87334 | 4311793 | 40000.01 | 32000.01 | 0 | 8091.18 | 258943300 | 8848650
7000 | 14000 | 27460 | 30 | 999999 | 9999999 | 1024349000 | 0.20601 | 63883730 | 61245050 | 20.2403 | 0 | 20.6496 | 4.7175 | 11513250 | 10195510 | 14294000 | 20391020 | 25537800 | 39995520 | 0 | 0.65501 | 2951639 | 30000.01 | 24000 | 0 | 7620.705 | 263066200 | 8850192
16077 | 13000 | 22054 | 35 | 999999 | 9999999 | 1024375000 | 0.20583 | 63186920 | 71775860 | 21.3153 | 0 | 18.3103 | 5.2586 | 26442650 | 23416170 | 13273000 | 18934520 | 20510220 | 32121680 | 0 | 0.76418 | 3823918 | 35000.01 | 28000.01 | 0 | 8032.628 | 259753000 | 9145448
13000 | 14000 | 22054 | 20 | 999999 | 9999999 | 1024387000 | 0.2054 | 63784000 | 62785970 | 20.451 | 0 | 20.1851 | 4.8277 | 21381750 | 18934520 | 14294000 | 20391020 | 20510220 | 32121680 | 0 | 0.43667 | 2216284 | 20000 | 16000 | 0 | 7722.935 | 263151700 | 9831257
14000 | 15936 | 22054 | 50 | 999999 | 9999999 | 1024406000 | 0.20645 | 62888390 | 76307380 | 21.6979 | 0 | 17.5524 | 5.4421 | 23026500 | 20391020 | 16270660 | 23210800 | 20510220 | 32121680 | 0 | 1.0917 | 5216638 | 50000.01 | 40000.01 | 0 | 8152.39 | 257718600 | 8160170
16000 | 5000 | 27460 |  | 999999 | 9999999 | 1024417000 | 0.20419 | 64172550 | 56958800 | 20.1494 | 0 | 21.6051 | 4.5505 | 26316000 | 23304020 | 5105000 | 7282506 | 25537800 | 39995520 | [5 empty] | 0 | 7654.446 | 265726400 | 11805930
14000 | 10000 | 27460 | 45 | 999999 | 9999999 | 1024426000 | 0.20629 | 63067710 | 73624300 | 21.4736 | 0 | 18.0076 | 5.3255 | 23026500 | 20391020 | 10210000 | 14565010 | 25537800 | 39995520 | 0 | 0.98251 | 4699637 | 45000.01 | 36000.01 | 0 | 8074.584 | 258663700 | 8423649
9000 | 12000 | 27460 | 25 | 999999 | 9999999 | 1024427000 | 0.20577 | 63915560 | 60842550 | 20.2277 | 0 | 20.7109 | 4.7095 | 14802750 | 13108510 | 12252000 | 17478010 | 25537800 | 39995520 | 0 | 0.54584 | 2545501 | 25000.01 | 20000 | 0 | 7625.347 | 263432200 | 9256894
11000 | 15936 | 22054 | 25 | 999999 | 9999999 | 1024460000 | 0.20569 | 63766480 | 63123130 | 20.4388 | 0 | 20.1273 | 4.8353 | 18092250 | 16021510 | 16270660 | 23210800 | 20510220 | 32121680 | 0 | 0.54584 | 2623221 | 25000.01 | 20000 | 0 | 7708.174 | 262846500 | 9396773
5000 | 15936 | 27460 | 35 | 999999 | 9999999 | 1024466000 | 0.20629 | 63869100 | 61582210 | 20.2273 | 0 | 20.5836 | 4.7266 | 8223750 | 7282506 | 16270660 | 23210800 | 25537800 | 39995520 | 0 | 0.76418 | 3346576 | 35000.01 | 28000.01 | 0 | 7606.081 | 262773100 | 8428970
16000 | 8000 | 27460 | 40 | 999999 | 9999999 | 1024497000 | 0.20605 | 63099080 | 73221800 | 21.4595 | 0 | 18.0497 | 5.3205 | 26316000 | 23304020 | 8168000 | 11652010 | 25537800 | 39995520 | 0 | 0.87334 | 4295637 | 40000.01 | 32000.01 | 0 | 8079.202 | 259027800 | 8828210
11000 | 10000 | 27460 | 20 | 999999 | 9999999 | 1024530000 | 0.20553 | 63949090 | 60440050 | 20.2149 | 0 | 20.7698 | 4.7019 | 18092250 | 16021510 | 10210000 | 14565010 | 25537800 | 39995520 | 0 | 0.43667 | 2131552 | 20000 | 16000 | 0 | 7630.079 | 263805300 | 9671418
16000 | 13000 | 22054 | 35 | 999999 | 9999999 | 1024544000 | 0.20588 | 63206530 | 71649220 | 21.2848 | 0 | 18.3179 | 5.2565 | 26316000 | 23304020 | 13273000 | 18934520 | 20510220 | 32121680 | 0 | 0.76418 | 3808509 | 35000.01 | 28000.01 | 0 | 8020.642 | 259837600 | 9125061
16077 | 7000 | 27460 | 30 | 999999 | 9999999 | 1024594000 | 0.20572 | 63383740 | 69027450 | 21.0663 | 0 | 18.8113 | 5.1377 | 26442650 | 23416170 | 7147000 | 10195510 | 25537800 | 39995520 | 0 | 0.65501 | 3301137 | 30000.01 | 24000 | 0 | 7944.779 | 260772200 | 9395082
5000 | 13000 | 27460 |  | 999999 | 9999999 | 1024609000 | 0.2049 | 64843550 | 47034550 | 18.9641 | 0 | 25.0703 | 3.9505 | 8223750 | 7282506 | 13273000 | 18934520 | 25537800 | 39995520 | [5 empty] | 0 | 7180.584 | 268786800 | 10715390
16077 | 12000 | 22054 | 25 | 999999 | 9999999 | 1024668000 | 0.20554 | 63493000 | 67454860 | 20.8917 | 0 | 19.1072 | 5.0711 | 26442650 | 23416170 | 12252000 | 17478010 | 20510220 | 32121680 | 0 | 0.54584 | 2814091 | 25000.01 | 20000 | 0 | 7886.218 | 261589600 | 9699492
7000 | 13000 | 27460 | 20 | 999999 | 9999999 | 1024676000 | 0.20573 | 64192020 | 56924050 | 19.8161 | 0 | 21.7404 | 4.5061 | 11513250 | 10195510 | 13273000 | 18934520 | 25537800 | 39995520 | 0 | 0.43667 | 2006413 | 20000 | 16000 | 0 | 7473.556 | 264912000 | 9406957
9000 | 10000 | 27460 |  | 999999 | 9999999 | 1024682000 | 0.20471 | 64615200 | 50550550 | 19.3616 | 0 | 23.6743 | 4.1732 | 14802750 | 13108510 | 10210000 | 14565010 | 25537800 | 39995520 | [5 empty] | 0 | 7338.538 | 267740900 | 11053150
13000 | 14000 | 27460 | 80 | 999999 | 9999999 | 1024697000 | 0.20755 | 62157740 | 87613550 | 22.7622 | 0 | 15.9175 | 5.8854 | 21381750 | 18934520 | 14294000 | 20391020 | 25537800 | 39995520 | 0 | 1.7467 | 8128892 | 80000.02 | 64000.01 | 0 | 8509.244 | 252936100 | 6503697
13000 | 8000 | 27460 | 15 | 999999 | 9999999 | 1024697000 | 0.2053 | 63986920 | 60037550 | 20.2015 | 0 | 20.8216 | 4.6958 | 21381750 | 18934520 | 8168000 | 11652010 | 25537800 | 39995520 | 0 | 0.3275 | 1697693 | 15000 | 12000 | 0 | 7635.039 | 264196300 | 10105880
11000 | 14000 | 22054 |  | 999999 | 9999999 | 1024699000 | 0.20458 | 64460710 | 52896470 | 19.5966 | 0 | 22.8463 | 4.3169 | 18092250 | 16021510 | 14294000 | 20391020 | 20510220 | 32121680 | [5 empty] | 0 | 7432.362 | 267131500 | 11265600
13000 | 13000 | 27460 | 70 | 999999 | 9999999 | 1024727000 | 0.20726 | 62446340 | 83292550 | 22.3375 | 0 | 16.4895 | 5.722 | 21381750 | 18934520 | 13273000 | 18934520 | 25537800 | 39995520 | 0 | 1.5284 | 7126852 | 70000.02 | 56000.01 | 0 | 8362.745 | 254699800 | 6984128
14000 | 14000 | 22054 | 30 | 999999 | 9999999 | 1024742000 | 0.20583 | 63479600 | 67730720 | 20.8748 | 0 | 19.0697 | 5.0745 | 23026500 | 20391020 | 14294000 | 20391020 | 20510220 | 32121680 | 0 | 0.65501 | 3212047 | 30000.01 | 24000 | 0 | 7869.506 | 261303300 | 9266782
2000 | 15936 | 27460 | 10 | 999999 | 9999999 | 1024756000 | 0.20556 | 64762850 | 48397960 | 18.9653 | 0 | 24.5899 | 4.0178 | 3289500 | 2913002 | 16270660 | 23210800 | 25537800 | 39995520 | 0 | 0.21834 | 985766.1 | 10000 | 8000.001 | 0 | 7159.206 | 267966300 | 9707549
16000 | 7000 | 27460 | 30 | 999999 | 9999999 | 1024762000 | 0.20576 | 63403330 | 68900800 | 21.0358 | 0 | 18.8201 | 5.1355 | 26316000 | 23304020 | 7147000 | 10195510 | 25537800 | 39995520 | 0 | 0.65501 | 3286655 | 30000.01 | 24000 | 0 | 7932.782 | 260856700 | 9374544
16000 | 12000 | 22054 | 25 | 999999 | 9999999 | 1024837000 | 0.20559 | 63512590 | 67328220 | 20.8612 | 0 | 19.1167 | 5.0687 | 26316000 | 23304020 | 12252000 | 17478010 | 20510220 | 32121680 | 0 | 0.54584 | 2800528 | 25000.01 | 20000 | 0 | 7874.21 | 261674200 | 9678872
13000 | 12000 | 27460 | 60 | 999999 | 9999999 | 1024845000 | 0.20696 | 62740790 | 78971550 | 21.9127 | 0 | 17.1091 | 5.5532 | 21381750 | 18934520 | 12252000 | 17478010 | 25537800 | 39995520 | 0 | 1.31 | 6116724 | 60000.01 | 48000.01 | 0 | 8216.339 | 256488000 | 7489761
13000 | 7000 | 27460 |  | 999999 | 9999999 | 1024847000 | 0.20452 | 64392920 | 54066550 | 19.7567 | 0 | 22.4412 | 4.3906 | 21381750 | 18934520 | 7147000 | 10195510 | 25537800 | 39995520 | [5 empty] | 0 | 7496.492 | 266720300 | 11416150
13000 | 13000 | 22054 | 10 | 999999 | 9999999 | 1024930000 | 0.20513 | 64106690 | 58464970 | 20.0261 | 0 | 21.1879 | 4.6249 | 21381750 | 18934520 | 13273000 | 18934520 | 20510220 | 32121680 | 0 | 0.21834 | 1186632 | 10000 | 8000.001 | 0 | 7576.751 | 265057500 | 10456480
16077 | 6000 | 27460 | 20 | 999999 | 9999999 | 1024941000 | 0.20543 | 63693380 | 64706440 | 20.6425 | 0 | 19.6632 | 4.9453 | 26442650 | 23416170 | 6126000 | 8739007 | 25537800 | 39995520 | 0 | 0.43667 | 2289758 | 20000 | 16000 | 0 | 7798.387 | 262623600 | 9964142
5000 | 14000 | 27460 | 15 | 999999 | 9999999 | 1024955000 | 0.20568 | 64470440 | 53005550 | 19.4038 | 0 | 22.9077 | 4.294 | 8223750 | 7282506 | 14294000 | 20391020 | 25537800 | 39995520 | 0 | 0.3275 | 1487911 | 15000 | 12000 | 0 | 7321.529 | 266399900 | 9563172
13000 | 15936 | 27460 | 100 | 999999 | 9999999 | 1024964000 | 0.2082 | 61606570 | 96190210 | 23.587 | 0 | 14.8944 | 6.1974 | 21381750 | 18934520 | 16270660 | 23210800 | 25537800 | 39995520 | 0 | 2.1834 | 10116670 | 100000 | 80000.02 | 0 | 8792.32 | 249518200 | 5565592
14000 | 8000 | 27460 | 25 | 999999 | 9999999 | 1024981000 | 0.20572 | 63677760 | 64982300 | 20.6256 | 0 | 19.6265 | 4.9484 | 23026500 | 20391020 | 8168000 | 11652010 | 25537800 | 39995520 | 0 | 0.54584 | 2699077 | 25000.01 | 20000 | 0 | 7781.545 | 262328100 | 9521062
3000 | 15936 | 27460 | 20 | 999999 | 9999999 | 1025031000 | 0.20597 | 64453100 | 53342700 | 19.39 | 0 | 22.8278 | 4.3042 | 4934250 | 4369504 | 16270660 | 23210800 | 25537800 | 39995520 | 0 | 0.43667 | 1899194 | 20000 | 16000 | 0 | 7306.718 | 266095600 | 9129055
9000 | 15936 | 27460 | 70 | 999999 | 9999999 | 1025037000 | 0.20749 | 62704470 | 79711210 | 21.915 | 0 | 17.0171 | 5.5664 | 14802750 | 13108510 | 16270660 | 23210800 | 25537800 | 39995520 | 0 | 1.5284 | 6864168 | 70000.02 | 56000.01 | 0 | 8197.686 | 255871100 | 6709499
14000 | 13000 | 22054 | 20 | 999999 | 9999999 | 1025078000 | 0.20554 | 63788520 | 63409720 | 20.451 | 0 | 19.9553 | 4.8788 | 23026500 | 20391020 | 13273000 | 18934520 | 20510220 | 32121680 | 0 | 0.43667 | 2216284 | 20000 | 16000 | 0 | 7722.935 | 263151700 | 9831257
16000 | 6000 | 27460 | 20 | 999999 | 9999999 | 1025107000 | 0.20548 | 63712800 | 64579800 | 20.612 | 0 | 19.6745 | 4.9427 | 26316000 | 23304020 | 6126000 | 8739007 | 25537800 | 39995520 | 0 | 0.43667 | 2278109 | 20000 | 16000 | 0 | 7786.357 | 262707500 | 9942613
7000 | 12000 | 27460 | 10 | 999999 | 9999999 | 1025115000 | 0.20545 | 64507740 | 52603050 | 19.3915 | 0 | 22.9796 | 4.2852 | 11513250 | 10195510 | 12252000 | 17478010 | 25537800 | 39995520 | 0 | 0.21834 | 1056458 | 10000 | 8000.001 | 0 | 7326.461 | 266788800 | 9995224
9000 | 15936 | 22054 | 10 | 999999 | 9999999 | 1025170000 | 0.20537 | 64360120 | 54883620 | 19.603 | 0 | 22.2231 | 4.4227 | 14802750 | 13108510 | 16270660 | 23210800 | 20510220 | 32121680 | 0 | 0.21834 | 1095623 | 10000 | 8000.001 | 0 | 7409.729 | 266209200 | 10145050
9000 | 14000 | 27460 | 50 | 999999 | 9999999 | 1025172000 | 0.20686 | 63282330 | 71134550 | 21.0901 | 0 | 18.4375 | 5.2079 | 14802750 | 13108510 | 14294000 | 20391020 | 25537800 | 39995520 | 0 | 1.0917 | 4902790 | 50000.01 | 40000.01 | 0 | 7914.308 | 259400200 | 7756167
11000 | 12000 | 27460 | 45 | 999999 | 9999999 | 1025237000 | 0.20662 | 63313350 | 70732050 | 21.0765 | 0 | 18.4832 | 5.2021 | 18092250 | 16021510 | 12252000 | 17478010 | 25537800 | 39995520 | 0 | 0.98251 | 4500411 | 45000.01 | 36000.01 | 0 | 7918.908 | 259762800 | 8159104
13000 | 15936 | 22054 | 45 | 999999 | 9999999 | 1025280000 | 0.20654 | 63164890 | 73012620 | 21.2871 | 0 | 18.0378 | 5.3172 | 21381750 | 18934520 | 16270660 | 23210800 | 20510220 | 32121680 | 0 | 0.98251 | 4603775 | 45000.01 | 36000.01 | 0 | 8001.441 | 259179800 | 8299024
16077 | 15936 | 22054 | 70 | 999999 | 9999999 | 1025296000 | 0.20727 | 62283050 | 86323520 | 22.578 | 0 | 16.0042 | 5.8717 | 26442650 | 23416170 | 16270660 | 23210800 | 20510220 | 32121680 | 0 | 1.5284 | 7285026 | 70000.02 | 56000.01 | 0 | 8456.815 | 254033300 | 7141609
13000 | 10000 | 27460 | 40 | 999999 | 9999999 | 1025308000 | 0.20638 | 63344720 | 70329550 | 21.0629 | 0 | 18.5287 | 5.1965 | 21381750 | 18934520 | 10210000 | 14565010 | 25537800 | 39995520 | 0 | 0.87334 | 4096411 | 40000.01 | 32000.01 | 0 | 7923.526 | 260126900 | 8563664
14000 | 13000 | 27460 | 80 | 999999 | 9999999 | 1025389000 | 0.20769 | 62162250 | 88237300 | 22.7622 | 0 | 15.7747 | 5.9306 | 23026500 | 20391020 | 13273000 | 18934520 | 25537800 | 39995520 | 0 | 1.7467 | 8128892 | 80000.02 | 64000.01 | 0 | 8509.244 | 252936100 | 6503697
14000 | 7000 | 27460 | 15 | 999999 | 9999999 | 1025389000 | 0.20543 | 63991430 | 60661300 | 20.2015 | 0 | 20.5762 | 4.7477 | 23026500 | 20391020 | 7147000 | 10195510 | 25537800 | 39995520 | 0 | 0.3275 | 1697693 | 15000 | 12000 | 0 | 7635.039 | 264196300 | 10105880
14000 | 14000 | 27460 | 90 | 999999 | 9999999 | 1025392000 | 0.20799 | 61875870 | 92558300 | 23.1873 | 0 | 15.2576 | 6.0869 | 23026500 | 20391020 | 14294000 | 20391020 | 25537800 | 39995520 | 0 | 1.965 | 9135759 | 90000.02 | 72000.02 | 0 | 8655.688 | 251181600 | 6032027
14000 | 12000 | 27460 | 70 | 999999 | 9999999 | 1025418000 | 0.2074 | 62450850 | 83916300 | 22.3375 | 0 | 16.3363 | 5.7681 | 23026500 | 20391020 | 12252000 | 17478010 | 25537800 | 39995520 | 0 | 1.5284 | 7126852 | 70000.02 | 56000.01 | 0 | 8362.745 | 254699800 | 6984128
16077 | 14000 | 22054 | 50 | 999999 | 9999999 | 1025437000 | 0.20664 | 62861310 | 77746860 | 21.7537 | 0 | 17.2096 | 5.5375 | 26442650 | 23416170 | 14294000 | 20391020 | 20510220 | 32121680 | 0 | 1.0917 | 5247902 | 50000.01 | 40000.01 | 0 | 8174.304 | 257564000 | 8197548
9000 | 13000 | 27460 | 40 | 999999 | 9999999 | 1025443000 | 0.20657 | 63586950 | 66813550 | 20.6649 | 0 | 19.2555 | 5.0187 | 14802750 | 13108510 | 13273000 | 18934520 | 25537800 | 39995520 | 0 | 0.87334 | 3916703 | 40000.01 | 32000.01 | 0 | 7767.626 | 261230700 | 8301746
16000 | 15936 | 22054 | 70 | 999999 | 9999999 | 1025464000 | 0.20732 | 62302620 | 86196880 | 22.5475 | 0 | 16.0072 | 5.8706 | 26316000 | 23304020 | 16270660 | 23210800 | 20510220 | 32121680 | 0 | 1.5284 | 7264753 | 70000.02 | 56000.01 | 0 | 8444.885 | 254117700 | 7121564
16077 | 10000 | 22054 |  | 999999 | 9999999 | 1025475000 | 0.20448 | 64229200 | 57162860 | 20.0205 | 0 | 21.4168 | 4.5881 | 26442650 | 23416170 | 10210000 | 14565010 | 20510220 | 32121680 | [5 empty] | 0 | 7602.479 | 266050600 | 11674980
16077 | 5000 | 27460 | 10 | 999999 | 9999999 | 1025518000 | 0.20515 | 64018250 | 60385440 | 20.2174 | 0 | 20.5982 | 4.748 | 26442650 | 23416170 | 5105000 | 7282506 | 25537800 | 39995520 | 0 | 0.21834 | 1234278 | 10000 | 8000.001 | 0 | 7652.499 | 264538500 | 10601030
14000 | 6000 | 27460 |  | 999999 | 9999999 | 1025539000 | 0.20465 | 64397430 | 54690300 | 19.7567 | 0 | 22.1544 | 4.4443 | 23026500 | 20391020 | 6126000 | 8739007 | 25537800 | 39995520 | [5 empty] | 0 | 7496.492 | 266720300 | 11416150
16000 | 14000 | 22054 | 50 | 999999 | 9999999 | 1025605000 | 0.20668 | 62880870 | 77620220 | 21.7232 | 0 | 17.2149 | 5.5359 | 26316000 | 23304020 | 14294000 | 20391020 | 20510220 | 32121680 | 0 | 1.0917 | 5230748 | 50000.01 | 40000.01 | 0 | 8162.337 | 257648400 | 8177136
16000 | 10000 | 22054 |  | 999999 | 9999999 | 1025614000 | 0.20453 | 64246820 | 57036220 | 19.9902 | 0 | 21.4366 | 4.5841 | 26316000 | 23304020 | 10210000 | 14565010 | 20510220 | 32121680 | [5 empty] | 0 | 7590.316 | 266127000 | 11644760
14000 | 12000 | 22054 | 10 | 999999 | 9999999 | 1025622000 | 0.20526 | 64111200 | 59088720 | 20.0261 | 0 | 20.9331 | 4.6774 | 23026500 | 20391020 | 12252000 | 17478010 | 20510220 | 32121680 | 0 | 0.21834 | 1186632 | 10000 | 8000.001 | 0 | 7576.751 | 265057500 | 10456480
16077 | 8000 | 27460 | 45 | 999999 | 9999999 | 1025641000 | 0.20652 | 63057160 | 74998450 | 21.5041 | 0 | 17.6395 | 5.424 | 26442650 | 23416170 | 8168000 | 11652010 | 25537800 | 39995520 | 0 | 0.98251 | 4715793 | 45000.01 | 36000.01 | 0 | 8086.562 | 258579200 | 8444089
13000 | 14000 | 22054 | 25 | 999999 | 9999999 | 1025657000 | 0.20592 | 63758850 | 64435970 | 20.4642 | 0 | 19.6796 | 4.936 | 21381750 | 18934520 | 14294000 | 20391020 | 20510220 | 32121680 | 0 | 0.54584 | 2633272 | 25000.01 | 20000 | 0 | 7718.168 | 262775900 | 9413690
7000 | 14000 | 27460 | 35 | 999999 | 9999999 | 1025662000 | 0.20653 | 63861380 | 62895050 | 20.2529 | 0 | 20.1154 | 4.8275 | 11513250 | 10195510 | 14294000 | 20391020 | 25537800 | 39995520 | 0 | 0.76418 | 3355640 | 35000.01 | 28000.01 | 0 | 7616.086 | 262702100 | 8445631
16000 | 5000 | 27460 | 10 | 999999 | 9999999 | 1025679000 | 0.2052 | 64037350 | 60258800 | 20.187 | 0 | 20.6127 | 4.7449 | 26316000 | 23304020 | 5105000 | 7282506 | 25537800 | 39995520 | 0 | 0.21834 | 1226424 | 10000 | 8000.001 | 0 | 7640.426 | 264621000 | 10577800
16077 | 13000 | 22054 | 40 | 999999 | 9999999 | 1025688000 | 0.20635 | 63164580 | 73425860 | 21.3292 | 0 | 17.8944 | 5.3613 | 26442650 | 23416170 | 13273000 | 18934520 | 20510220 | 32121680 | 0 | 0.87334 | 4227918 | 40000.01 | 32000.01 | 0 | 8028.01 | 259388900 | 8740887
9000 | 12000 | 27460 | 30 | 999999 | 9999999 | 1025733000 | 0.20629 | 63892760 | 62492550 | 20.2403 | 0 | 20.1735 | 4.8198 | 14802750 | 13108510 | 12252000 | 17478010 | 25537800 | 39995520 | 0 | 0.65501 | 2951639 | 30000.01 | 24000 | 0 | 7620.705 | 263066200 | 8850192
14000 | 10000 | 27460 | 50 | 999999 | 9999999 | 1025742000 | 0.20681 | 63045520 | 75274300 | 21.4877 | 0 | 17.6058 | 5.4268 | 23026500 | 20391020 | 10210000 | 14565010 | 25537800 | 39995520 | 0 | 1.0917 | 5102914 | 50000.01 | 40000.01 | 0 | 8069.974 | 258300200 | 8019813
11000 | 15936 | 22054 | 30 | 999999 | 9999999 | 1025760000 | 0.2062 | 63743270 | 64773130 | 20.4517 | 0 | 19.6217 | 4.9439 | 18092250 | 16021510 | 16270660 | 23210800 | 20510220 | 32121680 | 0 | 0.65501 | 3031195 | 30000.01 | 24000 | 0 | 7703.51 | 262478800 | 8988233
5000 | 15936 | 27460 | 40 | 999999 | 9999999 | 1025779000 | 0.20681 | 63846760 | 63232210 | 20.2399 | 0 | 20.0528 | 4.8362 | 8223750 | 7282506 | 16270660 | 23210800 | 25537800 | 39995520 | 0 | 0.87334 | 3750576 | 40000.01 | 32000.01 | 0 | 7601.462 | 262409000 | 8024410
16000 | 8000 | 27460 | 45 | 999999 | 9999999 | 1025810000 | 0.20657 | 63076740 | 74871800 | 21.4736 | 0 | 17.6457 | 5.4222 | 26316000 | 23304020 | 8168000 | 11652010 | 25537800 | 39995520 | 0 | 0.98251 | 4699637 | 45000.01 | 36000.01 | 0 | 8074.584 | 258663700 | 8423649
11000 | 10000 | 27460 | 25 | 999999 | 9999999 | 1025810000 | 0.20605 | 63924590 | 62090050 | 20.2277 | 0 | 20.2314 | 4.8122 | 18092250 | 16021510 | 10210000 | 14565010 | 25537800 | 39995520 | 0 | 0.54584 | 2545501 | 25000.01 | 20000 | 0 | 7625.347 | 263432200 | 9256894
16000 | 13000 | 22054 | 40 | 999999 | 9999999 | 1025857000 | 0.20639 | 63184180 | 73299220 | 21.2987 | 0 | 17.9012 | 5.3594 | 26316000 | 23304020 | 13273000 | 18934520 | 20510220 | 32121680 | 0 | 0.87334 | 4212509 | 40000.01 | 32000.01 | 0 | 8016.023 | 259473500 | 8720500
16077 | 7000 | 27460 | 35 | 999999 | 9999999 | 1025900000 | 0.20623 | 63360970 | 70677450 | 21.0799 | 0 | 18.3713 | 5.2424 | 26442650 | 23416170 | 7147000 | 10195510 | 25537800 | 39995520 | 0 | 0.76418 | 3707115 | 35000.01 | 28000.01 | 0 | 7940.139 | 260406300 | 8988541
13000 | 8000 | 27460 | 20 | 999999 | 9999999 | 1025913000 | 0.20581 | 63958110 | 61687550 | 20.2149 | 0 | 20.2869 | 4.8051 | 21381750 | 18934520 | 8168000 | 11652010 | 25537800 | 39995520 | 0 | 0.43667 | 2131552 | 20000 | 16000 | 0 | 7630.079 | 263805300 | 9671418
16077 | 12000 | 22054 | 30 | 999999 | 9999999 | 1025956000 | 0.20606 | 63468980 | 69104860 | 20.9053 | 0 | 18.6542 | 5.1765 | 26442650 | 23416170 | 12252000 | 17478010 | 20510220 | 32121680 | 0 | 0.65501 | 3225851 | 30000.01 | 24000 | 0 | 7881.511 | 261218500 | 9287161
7000 | 13000 | 27460 | 25 | 999999 | 9999999 | 1025969000 | 0.20624 | 64168330 | 58574050 | 19.8283 | 0 | 21.1455 | 4.6193 | 11513250 | 10195510 | 13273000 | 18934520 | 25537800 | 39995520 | 0 | 0.54584 | 2416608 | 25000.01 | 20000 | 0 | 7468.867 | 264542300 | 8996192
3000 | 14000 | 27460 |  | 999999 | 9999999 | 1026005000 | 0.20537 | 65086600 | 44766050 | 18.5646 | 0 | 25.863 | 3.8338 | 4934250 | 4369504 | 14294000 | 20391020 | 25537800 | 39995520 | [5 empty] | 0 | 7022.63 | 269856500 | 10401350
2000 | 15936 | 27460 | 15 | 999999 | 9999999 | 1026014000 | 0.20607 | 64736870 | 50047960 | 18.9767 | 0 | 23.8211 | 4.1377 | 3289500 | 2913002 | 16270660 | 23210800 | 25537800 | 39995520 | 0 | 0.3275 | 1406574 | 15000 | 12000 | 0 | 7154.396 | 267587000 | 9286158
13000 | 13000 | 22054 | 15 | 999999 | 9999999 | 1026047000 | 0.20564 | 64071330 | 60114970 | 20.0401 | 0 | 20.6433 | 4.7333 | 21381750 | 18934520 | 13273000 | 18934520 | 20510220 | 32121680 | 0 | 0.3275 | 1650766 | 15000 | 12000 | 0 | 7571.446 | 264639200 | 9991702
14000 | 14000 | 22054 | 35 | 999999 | 9999999 | 1026053000 | 0.20634 | 63457120 | 69380720 | 20.8881 | 0 | 18.6161 | 5.1801 | 23026500 | 20391020 | 14294000 | 20391020 | 20510220 | 32121680 | 0 | 0.76418 | 3616628 | 35000.01 | 28000.01 | 0 | 7864.881 | 260938600 | 8861639
11000 | 8000 | 27460 |  | 999999 | 9999999 | 1026066000 | 0.20498 | 64624230 | 51798050 | 19.3616 | 0 | 23.0422 | 4.2821 | 18092250 | 16021510 | 8168000 | 11652010 | 25537800 | 39995520 | [5 empty] | 0 | 7338.538 | 267740900 | 11053150
16000 | 7000 | 27460 | 35 | 999999 | 9999999 | 1026070000 | 0.20628 | 63380600 | 70550800 | 21.0494 | 0 | 18.3791 | 5.2403 | 26316000 | 23304020 | 7147000 | 10195510 | 25537800 | 39995520 | 0 | 0.76418 | 3692411 | 35000.01 | 28000.01 | 0 | 7928.144 | 260491000 | 8968225
13000 | 12000 | 22054 |  | 999999 | 9999999 | 1026083000 | 0.20486 | 64469730 | 54143970 | 19.5966 | 0 | 22.2584 | 4.4247 | 21381750 | 18934520 | 12252000 | 17478010 | 20510220 | 32121680 | [5 empty] | 0 | 7432.362 | 267131500 | 11265600
16000 | 12000 | 22054 | 30 | 999999 | 9999999 | 1026126000 | 0.2061 | 63488620 | 68978220 | 20.8748 | 0 | 18.6627 | 5.1744 | 26316000 | 23304020 | 12252000 | 17478010 | 20510220 | 32121680 | 0 | 0.65501 | 3212047 | 30000.01 | 24000 | 0 | 7869.506 | 261303300 | 9266782
16077 | 6000 | 27460 | 25 | 999999 | 9999999 | 1026195000 | 0.20595 | 63667120 | 66356440 | 20.6561 | 0 | 19.1846 | 5.0521 | 26442650 | 23416170 | 6126000 | 8739007 | 25537800 | 39995520 | 0 | 0.54584 | 2711847 | 25000.01 | 20000 | 0 | 7793.562 | 262243200 | 9541468
5000 | 14000 | 27460 | 20 | 999999 | 9999999 | 1026226000 | 0.2062 | 64445290 | 54655550 | 19.4157 | 0 | 22.2444 | 4.4101 | 8223750 | 7282506 | 14294000 | 20391020 | 25537800 | 39995520 | 0 | 0.43667 | 1904855 | 20000 | 16000 | 0 | 7316.763 | 266024200 | 9145650
11000 | 14000 | 27460 | 70 | 999999 | 9999999 | 1026235000 | 0.20772 | 62696860 | 81024050 | 21.9405 | 0 | 16.6993 | 5.6582 | 18092250 | 16021510 | 14294000 | 20391020 | 25537800 | 39995520 | 0 | 1.5284 | 6879481 | 70000.02 | 56000.01 | 0 | 8207.619 | 255800600 | 6725945
14000 | 8000 | 27460 | 30 | 999999 | 9999999 | 1026276000 | 0.20623 | 63654200 | 66632300 | 20.6388 | 0 | 19.1456 | 5.0558 | 23026500 | 20391020 | 8168000 | 11652010 | 25537800 | 39995520 | 0 | 0.65501 | 3108702 | 30000.01 | 24000 | 0 | 7776.863 | 261958900 | 9110867
3000 | 15936 | 27460 | 25 | 999999 | 9999999 | 1026329000 | 0.20649 | 64429760 | 54992700 | 19.4017 | 0 | 22.1661 | 4.4205 | 4934250 | 4369504 | 16270660 | 23210800 | 25537800 | 39995520 | 0 | 0.54584 | 2307797 | 25000.01 | 20000 | 0 | 7302.047 | 265727300 | 8719886
7000 | 12000 | 27460 | 15 | 999999 | 9999999 | 1026338000 | 0.20596 | 64479460 | 54253050 | 19.4038 | 0 | 22.3167 | 4.4009 | 11513250 | 10195510 | 12252000 | 17478010 | 25537800 | 39995520 | 0 | 0.3275 | 1487911 | 15000 | 12000 | 0 | 7321.529 | 266399900 | 9563172
11000 | 13000 | 27460 | 60 | 999999 | 9999999 | 1026349000 | 0.20743 | 62991020 | 76703050 | 21.5154 | 0 | 17.3478 | 5.485 | 18092250 | 16021510 | 13273000 | 18934520 | 25537800 | 39995520 | 0 | 1.31 | 5893698 | 60000.01 | 48000.01 | 0 | 8060.934 | 257587500 | 7227931
14000 | 13000 | 22054 | 25 | 999999 | 9999999 | 1026349000 | 0.20606 | 63763360 | 65059720 | 20.4642 | 0 | 19.4594 | 4.987 | 23026500 | 20391020 | 13273000 | 18934520 | 20510220 | 32121680 | 0 | 0.54584 | 2633272 | 25000.01 | 20000 | 0 | 7718.168 | 262775900 | 9413690
9000 | 15936 | 22054 | 15 | 999999 | 9999999 | 1026362000 | 0.20588 | 64329740 | 56533620 | 19.6158 | 0 | 21.6095 | 4.5359 | 14802750 | 13108510 | 16270660 | 23210800 | 20510220 | 32121680 | 0 | 0.3275 | 1536756 | 15000 | 12000 | 0 | 7404.686 | 265811600 | 9703302
16000 | 6000 | 27460 | 25 | 999999 | 9999999 | 1026365000 | 0.20599 | 63686790 | 66229800 | 20.6256 | 0 | 19.1944 | 5.0497 | 26316000 | 23304020 | 6126000 | 8739007 | 25537800 | 39995520 | 0 | 0.54584 | 2699077 | 25000.01 | 20000 | 0 | 7781.545 | 262328100 | 9521062
11000 | 14000 | 22054 | 10 | 999999 | 9999999 | 1026370000 | 0.2056 | 64352680 | 56196470 | 19.6285 | 0 | 21.6693 | 4.5287 | 18092250 | 16021510 | 14294000 | 20391020 | 20510220 | 32121680 | 0 | 0.21834 | 1100792 | 10000 | 8000.001 | 0 | 7419.779 | 266139400 | 10163280
11000 | 15936 | 27460 | 90 | 999999 | 9999999 | 1026398000 | 0.20837 | 62138750 | 89600700 | 22.7651 | 0 | 15.548 | 5.9889 | 18092250 | 16021510 | 16270660 | 23210800 | 25537800 | 39995520 | 0 | 1.965 | 8835658 | 90000.02 | 72000.02 | 0 | 8491.057 | 252353800 | 5762105
13000 | 7000 | 27460 | 10 | 999999 | 9999999 | 1026411000 | 0.20553 | 64277780 | 57366550 | 19.7902 | 0 | 21.3211 | 4.5979 | 21381750 | 18934520 | 7147000 | 10195510 | 25537800 | 39995520 | 0 | 0.21834 | 1133677 | 10000 | 8000.001 | 0 | 7483.532 | 265698500 | 10280900
9000 | 10000 | 27460 | 10 | 999999 | 9999999 | 1026498000 | 0.20573 | 64516770 | 53850550 | 19.3915 | 0 | 22.3838 | 4.3927 | 14802750 | 13108510 | 10210000 | 14565010 | 25537800 | 39995520 | 0 | 0.21834 | 1056458 | 10000 | 8000.001 | 0 | 7326.461 | 266788800 | 9995224
11000 | 12000 | 27460 | 50 | 999999 | 9999999 | 1026556000 | 0.20714 | 63291350 | 72382050 | 21.0901 | 0 | 18.0563 | 5.3056 | 18092250 | 16021510 | 12252000 | 17478010 | 25537800 | 39995520 | 0 | 1.0917 | 4902790 | 50000.01 | 40000.01 | 0 | 7914.308 | 259400200 | 7756167
13000 | 15936 | 22054 | 50 | 999999 | 9999999 | 1026596000 | 0.20706 | 63142790 | 74662620 | 21.301 | 0 | 17.6319 | 5.4192 | 21381750 | 18934520 | 16270660 | 23210800 | 20510220 | 32121680 | 0 | 1.0917 | 5006629 | 50000.01 | 40000.01 | 0 | 7996.836 | 258816700 | 7895610
14000 | 7000 | 27460 | 20 | 999999 | 9999999 | 1026605000 | 0.20595 | 63962620 | 62311300 | 20.2149 | 0 | 20.0522 | 4.8569 | 23026500 | 20391020 | 7147000 | 10195510 | 25537800 | 39995520 | 0 | 0.43667 | 2131552 | 20000 | 16000 | 0 | 7630.079 | 263805300 | 9671418
16077 | 12000 | 27460 | 90 | 999999 | 9999999 | 1026607000 | 0.20823 | 61865280 | 93932450 | 23.2178 | 0 | 14.9937 | 6.1763 | 26442650 | 23416170 | 12252000 | 17478010 | 25537800 | 39995520 | 0 | 1.965 | 9157987 | 90000.02 | 72000.02 | 0 | 8667.597 | 251096900 | 6051686
16077 | 5000 | 27460 | 15 | 999999 | 9999999 | 1026607000 | 0.20567 | 63981080 | 62035440 | 20.2321 | 0 | 20.0865 | 4.8545 | 26442650 | 23416170 | 5105000 | 7282506 | 25537800 | 39995520 | 0 | 0.3275 | 1706790 | 15000 | 12000 | 0 | 7647.097 | 264112700 | 10127860
13000 | 10000 | 27460 | 45 | 999999 | 9999999 | 1026621000 | 0.2069 | 63322370 | 71979550 | 21.0765 | 0 | 18.0998 | 5.3003 | 21381750 | 18934520 | 10210000 | 14565010 | 25537800 | 39995520 | 0 | 0.98251 | 4500411 | 45000.01 | 36000.01 | 0 | 7918.908 | 259762800 | 8159104
16077 | 10000 | 27460 | 70 | 999999 | 9999999 | 1026633000 | 0.20763 | 62440260 | 85290450 | 22.3681 | 0 | 16.0329 | 5.8616 | 26442650 | 23416170 | 10210000 | 14565010 | 25537800 | 39995520 | 0 | 1.5284 | 7146495 | 70000.02 | 56000.01 | 0 | 8374.684 | 254615200 | 7004046
5000 | 13000 | 27460 | 10 | 999999 | 9999999 | 1026642000 | 0.20592 | 64759550 | 50334550 | 18.991 | 0 | 23.5804 | 4.1815 | 8223750 | 7282506 | 13273000 | 18934520 | 25537800 | 39995520 | 0 | 0.21834 | 989703.2 | 10000 | 8000.001 | 0 | 7169.271 | 267894900 | 9724313
7000 | 15936 | 27460 | 60 | 999999 | 9999999 | 1026669000 | 0.20767 | 63249800 | 73121700 | 21.0912 | 0 | 17.9584 | 5.3191 | 11513250 | 10195510 | 16270660 | 23210800 | 25537800 | 39995520 | 0 | 1.31 | 5677496 | 60000.01 | 48000.01 | 0 | 7895.343 | 258761500 | 6951327
16077 | 13000 | 27460 | 100 | 999999 | 9999999 | 1026683000 | 0.20853 | 61583740 | 98253450 | 23.6429 | 0 | 14.5289 | 6.3261 | 26442650 | 23416170 | 13273000 | 18934520 | 25537800 | 39995520 | 0 | 2.1834 | 10160020 | 100000 | 80000.02 | 0 | 8814.097 | 249362500 | 5600669
14000 | 12000 | 22054 | 15 | 999999 | 9999999 | 1026739000 | 0.20578 | 64075840 | 60738720 | 20.0401 | 0 | 20.3998 | 4.7856 | 23026500 | 20391020 | 12252000 | 17478010 | 20510220 | 32121680 | 0 | 0.3275 | 1650766 | 15000 | 12000 | 0 | 7571.446 | 264639200 | 9991702
9000 | 13000 | 27460 | 45 | 999999 | 9999999 | 1026756000 | 0.20709 | 63564600 | 68463550 | 20.678 | 0 | 18.7905 | 5.1248 | 14802750 | 13108510 | 13273000 | 18934520 | 25537800 | 39995520 | 0 | 0.98251 | 4320703 | 45000.01 | 36000.01 | 0 | 7763.008 | 260866600 | 7897185
16000 | 5000 | 27460 | 15 | 999999 | 9999999 | 1026773000 | 0.20571 | 64000450 | 61908800 | 20.2015 | 0 | 20.0992 | 4.8516 | 26316000 | 23304020 | 5105000 | 7282506 | 25537800 | 39995520 | 0 | 0.3275 | 1697693 | 15000 | 12000 | 0 | 7635.039 | 264196300 | 10105880
16000 | 12000 | 27460 | 90 | 999999 | 9999999 | 1026776000 | 0.20828 | 61884900 | 93805800 | 23.1873 | 0 | 14.9952 | 6.1757 | 26316000 | 23304020 | 12252000 | 17478010 | 25537800 | 39995520 | 0 | 1.965 | 9135759 | 90000.02 | 72000.02 | 0 | 8655.688 | 251181600 | 6032027
16077 | 4000 | 27460 |  | 999999 | 9999999 | 1026779000 | 0.20488 | 64388570 | 56064440 | 19.787 | 0 | 21.5788 | 4.5557 | 26442650 | 23416170 | 4084000 | 5826005 | 25537800 | 39995520 | [5 empty] | 0 | 7508.654 | 266642800 | 11445220
16000 | 10000 | 27460 | 70 | 999999 | 9999999 | 1026802000 | 0.20768 | 62459870 | 85163800 | 22.3375 | 0 | 16.036 | 5.8605 | 26316000 | 23304020 | 10210000 | 14565010 | 25537800 | 39995520 | 0 | 1.5284 | 7126852 | 70000.02 | 56000.01 | 0 | 8362.745 | 254699800 | 6984128
16077 | 10000 | 22054 | 10 | 999999 | 9999999 | 1026843000 | 0.20549 | 64101040 | 60462860 | 20.0566 | 0 | 20.4241 | 4.7854 | 26442650 | 23416170 | 10210000 | 14565010 | 20510220 | 32121680 | 0 | 0.21834 | 1193880 | 10000 | 8000.001 | 0 | 7588.831 | 264974600 | 10479440
16000 | 13000 | 27460 | 100 | 999999 | 9999999 | 1026854000 | 0.20858 | 61603440 | 98126800 | 23.6124 | 0 | 14.5296 | 6.3257 | 26316000 | 23304020 | 13273000 | 18934520 | 25537800 | 39995520 | 0 | 2.1834 | 10136310 | 100000 | 80000.02 | 0 | 8802.205 | 249447600 | 5581513
16000 | 4000 | 27460 |  | 999999 | 9999999 | 1026922000 | 0.20493 | 64406460 | 55937800 | 19.7567 | 0 | 21.5988 | 4.5518 | 26316000 | 23304020 | 4084000 | 5826005 | 25537800 | 39995520 | [5 empty] | 0 | 7496.492 | 266720300 | 11416150
16077 | 8000 | 27460 | 50 | 999999 | 9999999 | 1026957000 | 0.20704 | 63034960 | 76648450 | 21.5182 | 0 | 17.251 | 5.525 | 26442650 | 23416170 | 8168000 | 11652010 | 25537800 | 39995520 | 0 | 1.0917 | 5119139 | 50000.01 | 40000.01 | 0 | 8081.951 | 258215700 | 8040184
13000 | 14000 | 22054 | 30 | 999999 | 9999999 | 1026957000 | 0.20644 | 63735590 | 66085970 | 20.4772 | 0 | 19.1932 | 5.0442 | 21381750 | 18934520 | 14294000 | 20391020 | 20510220 | 32121680 | 0 | 0.65501 | 3041471 | 30000.01 | 24000 | 0 | 7713.502 | 262408000 | 9004925
| 15936 | 27460 |  | 999999 | 9999999 | 1026966000 | 0.20576 | 65346550 | 41808460 | 18.1374 | 0 | 27.1614 | 3.6564 |  |  | 16270660 | 23210800 | 25537800 | 39995520 | [5 empty] | 0 | 6854.567 | 271016500 | 10089170
7000 | 14000 | 27460 | 40 | 999999 | 9999999 | 1026975000 | 0.20704 | 63839040 | 64545050 | 20.2655 | 0 | 19.605 | 4.9367 | 11513250 | 10195510 | 14294000 | 20391020 | 25537800 | 39995520 | 0 | 0.87334 | 3759640 | 40000.01 | 32000.01 | 0 | 7611.468 | 262338000 | 8041070
16077 | 13000 | 22054 | 45 | 999999 | 9999999 | 1027001000 | 0.20686 | 63142230 | 75075860 | 21.3431 | 0 | 17.4943 | 5.4634 | 26442650 | 23416170 | 13273000 | 18934520 | 20510220 | 32121680 | 0 | 0.98251 | 4631918 | 45000.01 | 36000.01 | 0 | 8023.391 | 259024800 | 8336326
16000 | 10000 | 22054 | 10 | 999999 | 9999999 | 1027006000 | 0.20554 | 64120220 | 60336220 | 20.0261 | 0 | 20.4381 | 4.7824 | 26316000 | 23304020 | 10210000 | 14565010 | 20510220 | 32121680 | 0 | 0.21834 | 1186632 | 10000 | 8000.001 | 0 | 7576.751 | 265057500 | 10456480
9000 | 12000 | 27460 | 35 | 999999 | 9999999 | 1027046000 | 0.2068 | 63870410 | 64142550 | 20.2529 | 0 | 19.6596 | 4.9295 | 14802750 | 13108510 | 12252000 | 17478010 | 25537800 | 39995520 | 0 | 0.76418 | 3355640 | 35000.01 | 28000.01 | 0 | 7616.086 | 262702100 | 8445631
11000 | 15936 | 22054 | 35 | 999999 | 9999999 | 1027073000 | 0.20672 | 63720920 | 66423130 | 20.4645 | 0 | 19.1366 | 5.0521 | 18092250 | 16021510 | 16270660 | 23210800 | 20510220 | 32121680 | 0 | 0.76418 | 3435195 | 35000.01 | 28000.01 | 0 | 7698.892 | 262114700 | 8583672
14000 | 15936 | 22054 | 60 | 999999 | 9999999 | 1027083000 | 0.20749 | 62847050 | 79607380 | 21.7261 | 0 | 16.7997 | 5.6416 | 23026500 | 20391020 | 16270660 | 23210800 | 20510220 | 32121680 | 0 | 1.31 | 6009134 | 60000.01 | 48000.01 | 0 | 8143.33 | 257004400 | 7366574
5000 | 15936 | 27460 | 45 | 999999 | 9999999 | 1027092000 | 0.20733 | 63824410 | 64882210 | 20.2525 | 0 | 19.5456 | 4.9449 | 8223750 | 7282506 | 16270660 | 23210800 | 25537800 | 39995520 | 0 | 0.98251 | 4154576 | 45000.01 | 36000.01 | 0 | 7596.844 | 262044900 | 7619849
14000 | 6000 | 27460 | 10 | 999999 | 9999999 | 1027103000 | 0.20567 | 64282290 | 57990300 | 19.7902 | 0 | 21.0602 | 4.651 | 23026500 | 20391020 | 6126000 | 8739007 | 25537800 | 39995520 | 0 | 0.21834 | 1133677 | 10000 | 8000.001 | 0 | 7483.532 | 265698500 | 10280900
11000 | 10000 | 27460 | 30 | 999999 | 9999999 | 1027116000 | 0.20656 | 63901780 | 63740050 | 20.2403 | 0 | 19.7146 | 4.9223 | 18092250 | 16021510 | 10210000 | 14565010 | 25537800 | 39995520 | 0 | 0.65501 | 2951639 | 30000.01 | 24000 | 0 | 7620.705 | 263066200 | 8850192
16000 | 8000 | 27460 | 50 | 999999 | 9999999 | 1027125000 | 0.20709 | 63054540 | 76521800 | 21.4877 | 0 | 17.2565 | 5.5233 | 26316000 | 23304020 | 8168000 | 11652010 | 25537800 | 39995520 | 0 | 1.0917 | 5102914 | 50000.01 | 40000.01 | 0 | 8069.974 | 258300200 | 8019813
16000 | 13000 | 22054 | 45 | 999999 | 9999999 | 1027170000 | 0.20691 | 63161830 | 74949220 | 21.3125 | 0 | 17.5003 | 5.4617 | 26316000 | 23304020 | 13273000 | 18934520 | 20510220 | 32121680 | 0 | 0.98251 | 4616509 | 45000.01 | 36000.01 | 0 | 8011.405 | 259109400 | 8315940
13000 | 8000 | 27460 | 25 | 999999 | 9999999 | 1027194000 | 0.20633 | 63933610 | 63337550 | 20.2277 | 0 | 19.7694 | 4.9152 | 21381750 | 18934520 | 8168000 | 11652010 | 25537800 | 39995520 | 0 | 0.54584 | 2545501 | 25000.01 | 20000 | 0 | 7625.347 | 263432200 | 9256894
16077 | 7000 | 27460 | 40 | 999999 | 9999999 | 1027214000 | 0.20675 | 63338620 | 72327450 | 21.0935 | 0 | 17.9479 | 5.3465 | 26442650 | 23416170 | 7147000 | 10195510 | 25537800 | 39995520 | 0 | 0.87334 | 4111115 | 40000.01 | 32000.01 | 0 | 7935.52 | 260042200 | 8583980
16077 | 12000 | 22054 | 35 | 999999 | 9999999 | 1027267000 | 0.20657 | 63446450 | 70754860 | 20.9187 | 0 | 18.2172 | 5.2818 | 26442650 | 23416170 | 12252000 | 17478010 | 20510220 | 32121680 | 0 | 0.76418 | 3630656 | 35000.01 | 28000.01 | 0 | 7876.883 | 260853700 | 8881795
7000 | 13000 | 27460 | 30 | 999999 | 9999999 | 1027277000 | 0.20676 | 64145650 | 60224050 | 19.8404 | 0 | 20.5778 | 4.7321 | 11513250 | 10195510 | 13273000 | 18934520 | 25537800 | 39995520 | 0 | 0.65501 | 2822124 | 30000.01 | 24000 | 0 | 7464.231 | 264176800 | 8590113
13000 | 13000 | 22054 | 20 | 999999 | 9999999 | 1027284000 | 0.20615 | 64043920 | 61764970 | 20.0531 | 0 | 20.1107 | 4.8437 | 21381750 | 18934520 | 13273000 | 18934520 | 20510220 | 32121680 | 0 | 0.43667 | 2078156 | 20000 | 16000 | 0 | 7566.56 | 264254000 | 9563719
2000 | 15936 | 27460 | 20 | 999999 | 9999999 | 1027293000 | 0.20659 | 64712280 | 51697960 | 18.988 | 0 | 23.094 | 4.2571 | 3289500 | 2913002 | 16270660 | 23210800 | 25537800 | 39995520 | 0 | 0.43667 | 1820954 | 20000 | 16000 | 0 | 7149.659 | 267213600 | 8871202
11000 | 13000 | 22054 |  | 999999 | 9999999 | 1027340000 | 0.20532 | 64703600 | 51875470 | 19.2005 | 0 | 22.8459 | 4.317 | 18092250 | 16021510 | 13273000 | 18934520 | 20510220 | 32121680 | [5 empty] | 0 | 7274.409 | 268162800 | 10913270
14000 | 14000 | 22054 | 40 | 999999 | 9999999 | 1027366000 | 0.20686 | 63434780 | 71030720 | 20.9015 | 0 | 18.1805 | 5.2851 | 23026500 | 20391020 | 14294000 | 20391020 | 20510220 | 32121680 | 0 | 0.87334 | 4020629 | 40000.01 | 32000.01 | 0 | 7860.263 | 260574500 | 8457078
16000 | 7000 | 27460 | 40 | 999999 | 9999999 | 1027383000 | 0.2068 | 63358260 | 72200800 | 21.0629 | 0 | 17.9549 | 5.3446 | 26316000 | 23304020 | 7147000 | 10195510 | 25537800 | 39995520 | 0 | 0.87334 | 4096411 | 40000.01 | 32000.01 | 0 | 7923.526 | 260126900 | 8563664
5000 | 12000 | 27460 |  | 999999 | 9999999 | 1027388000 | 0.20565 | 65095630 | 46013550 | 18.5646 | 0 | 25.0983 | 3.9463 | 8223750 | 7282506 | 12252000 | 17478010 | 25537800 | 39995520 | [5 empty] | 0 | 7022.63 | 269856500 | 10401350
16000 | 12000 | 22054 | 35 | 999999 | 9999999 | 1027437000 | 0.20662 | 63466140 | 70628220 | 20.8881 | 0 | 18.2246 | 5.2798 | 26316000 | 23304020 | 12252000 | 17478010 | 20510220 | 32121680 | 0 | 0.76418 | 3616628 | 35000.01 | 28000.01 | 0 | 7864.881 | 260938600 | 8861639
13000 | 6000 | 27460 |  | 999999 | 9999999 | 1027449000 | 0.20526 | 64633250 | 53045550 | 19.3616 | 0 | 22.438 | 4.3912 | 21381750 | 18934520 | 6126000 | 8739007 | 25537800 | 39995520 | [5 empty] | 0 | 7338.538 | 267740900 | 11053150
7000 | 15936 | 22054 |  | 999999 | 9999999 | 1027480000 | 0.20557 | 64950420 | 48294130 | 18.7766 | 0 | 24.144 | 4.0957 | 11513250 | 10195510 | 16270660 | 23210800 | 20510220 | 32121680 | [5 empty] | 0 | 7106.346 | 269286900 | 10565170
16077 | 6000 | 27460 | 30 | 999999 | 9999999 | 1027489000 | 0.20646 | 63643500 | 68006450 | 20.6694 | 0 | 18.7221 | 5.1591 | 26442650 | 23416170 | 6126000 | 8739007 | 25537800 | 39995520 | 0 | 0.65501 | 3121743 | 30000.01 | 24000 | 0 | 7788.876 | 261873800 | 9131003
5000 | 14000 | 27460 | 25 | 999999 | 9999999 | 1027524000 | 0.20672 | 64421940 | 56305550 | 19.4274 | 0 | 21.6126 | 4.5261 | 8223750 | 7282506 | 14294000 | 20391020 | 25537800 | 39995520 | 0 | 0.54584 | 2313488 | 25000.01 | 20000 | 0 | 7312.091 | 265655900 | 8736449
11000 | 14000 | 22054 | 15 | 999999 | 9999999 | 1027559000 | 0.20611 | 64322040 | 57846470 | 19.6414 | 0 | 21.0833 | 4.6413 | 18092250 | 16021510 | 14294000 | 20391020 | 20510220 | 32121680 | 0 | 0.3275 | 1543117 | 15000 | 12000 | 0 | 7414.723 | 265740700 | 9720341
13000 | 7000 | 27460 | 15 | 999999 | 9999999 | 1027570000 | 0.20604 | 64245200 | 59016550 | 19.8035 | 0 | 20.7583 | 4.7088 | 21381750 | 18934520 | 7147000 | 10195510 | 25537800 | 39995520 | 0 | 0.3275 | 1584995 | 15000 | 12000 | 0 | 7478.373 | 265291800 | 9828959
14000 | 8000 | 27460 | 35 | 999999 | 9999999 | 1027589000 | 0.20675 | 63631850 | 68282300 | 20.6518 | 0 | 18.683 | 5.1629 | 23026500 | 20391020 | 8168000 | 11652010 | 25537800 | 39995520 | 0 | 0.76418 | 3512703 | 35000.01 | 28000.01 | 0 | 7772.245 | 261594800 | 8706306
13000 | 13000 | 27460 | 80 | 999999 | 9999999 | 1027592000 | 0.2083 | 62417470 | 86592550 | 22.3653 | 0 | 15.8091 | 5.9176 | 21381750 | 18934520 | 13273000 | 18934520 | 25537800 | 39995520 | 0 | 1.7467 | 7861654 | 80000.02 | 64000.01 | 0 | 8354.346 | 254037600 | 6248307
13000 | 14000 | 27460 | 90 | 999999 | 9999999 | 1027596000 | 0.2086 | 62131130 | 90913550 | 22.7905 | 0 | 15.2809 | 6.0768 | 21381750 | 18934520 | 14294000 | 20391020 | 25537800 | 39995520 | 0 | 1.965 | 8853272 | 90000.02 | 72000.02 | 0 | 8500.964 | 252283200 | 5778311
7000 | 12000 | 27460 | 20 | 999999 | 9999999 | 1027609000 | 0.20648 | 64454310 | 55903050 | 19.4157 | 0 | 21.683 | 4.5168 | 11513250 | 10195510 | 12252000 | 17478010 | 25537800 | 39995520 | 0 | 0.43667 | 1904855 | 20000 | 16000 | 0 | 7316.763 | 266024200 | 9145650
13000 | 12000 | 27460 | 70 | 999999 | 9999999 | 1027618000 | 0.208 | 62705880 | 82271550 | 21.9405 | 0 | 16.3838 | 5.7519 | 21381750 | 18934520 | 12252000 | 17478010 | 25537800 | 39995520 | 0 | 1.5284 | 6879481 | 70000.02 | 56000.01 | 0 | 8207.619 | 255800600 | 6725945
9000 | 15936 | 22054 | 20 | 999999 | 9999999 | 1027625000 | 0.2064 | 64304070 | 58183620 | 19.6281 | 0 | 21.0182 | 4.6498 | 14802750 | 13108510 | 16270660 | 23210800 | 20510220 | 32121680 | 0 | 0.43667 | 1956108 | 20000 | 16000 | 0 | 7399.893 | 265433700 | 9283368
3000 | 15936 | 27460 | 30 | 999999 | 9999999 | 1027639000 | 0.20701 | 64407230 | 56642700 | 19.4132 | 0 | 21.5374 | 4.5362 | 4934250 | 4369504 | 16270660 | 23210800 | 25537800 | 39995520 | 0 | 0.65501 | 2712650 | 30000.01 | 24000 | 0 | 7297.419 | 265362400 | 8314471
14000 | 13000 | 22054 | 30 | 999999 | 9999999 | 1027649000 | 0.20657 | 63740100 | 66709720 | 20.4772 | 0 | 18.9819 | 5.0951 | 23026500 | 20391020 | 13273000 | 18934520 | 20510220 | 32121680 | 0 | 0.65501 | 3041471 | 30000.01 | 24000 | 0 | 7713.502 | 262408000 | 9004925
16000 | 6000 | 27460 | 30 | 999999 | 9999999 | 1027660000 | 0.20651 | 63663220 | 67879800 | 20.6388 | 0 | 18.7307 | 5.1569 | 26316000 | 23304020 | 6126000 | 8739007 | 25537800 | 39995520 | 0 | 0.65501 | 3108702 | 30000.01 | 24000 | 0 | 7776.863 | 261958900 | 9110867
9000 | 10000 | 27460 | 15 | 999999 | 9999999 | 1027722000 | 0.20624 | 64488480 | 55500550 | 19.4038 | 0 | 21.7508 | 4.5082 | 14802750 | 13108510 | 10210000 | 14565010 | 25537800 | 39995520 | 0 | 0.3275 | 1487911 | 15000 | 12000 | 0 | 7321.529 | 266399900 | 9563172
13000 | 12000 | 22054 | 10 | 999999 | 9999999 | 1027754000 | 0.20587 | 64361710 | 57443970 | 19.6285 | 0 | 21.1356 | 4.6354 | 21381750 | 18934520 | 12252000 | 17478010 | 20510220 | 32121680 | 0 | 0.21834 | 1100792 | 10000 | 8000.001 | 0 | 7419.779 | 266139400 | 10163280
16077 | 5000 | 27460 | 20 | 999999 | 9999999 | 1027818000 | 0.20618 | 63951960 | 63685440 | 20.2455 | 0 | 19.5846 | 4.9631 | 26442650 | 23416170 | 5105000 | 7282506 | 25537800 | 39995520 | 0 | 0.43667 | 2142081 | 20000 | 16000 | 0 | 7642.121 | 263720400 | 9691964
9000 | 14000 | 27460 | 60 | 999999 | 9999999 | 1027866000 | 0.2079 | 63242120 | 74434550 | 21.1167 | 0 | 17.5994 | 5.4147 | 14802750 | 13108510 | 14294000 | 20391020 | 25537800 | 39995520 | 0 | 1.31 | 5690034 | 60000.01 | 48000.01 | 0 | 7905.309 | 258690700 | 6967830
11000 | 8000 | 27460 | 10 | 999999 | 9999999 | 1027882000 | 0.206 | 64525790 | 55098050 | 19.3915 | 0 | 21.8134 | 4.5006 | 18092250 | 16021510 | 8168000 | 11652010 | 25537800 | 39995520 | 0 | 0.21834 | 1056458 | 10000 | 8000.001 | 0 | 7326.461 | 266788800 | 9995224
14000 | 7000 | 27460 | 25 | 999999 | 9999999 | 1027885000 | 0.20646 | 63938120 | 63961300 | 20.2277 | 0 | 19.5446 | 4.9668 | 23026500 | 20391020 | 7147000 | 10195510 | 25537800 | 39995520 | 0 | 0.54584 | 2545501 | 25000.01 | 20000 | 0 | 7625.347 | 263432200 | 9256894
5000 | 13000 | 27460 | 15 | 999999 | 9999999 | 1027900000 | 0.20644 | 64733510 | 51984550 | 19.0025 | 0 | 22.8679 | 4.3008 | 8223750 | 7282506 | 13273000 | 18934520 | 25537800 | 39995520 | 0 | 0.3275 | 1410772 | 15000 | 12000 | 0 | 7164.457 | 267515400 | 9302659
9000 | 15936 | 27460 | 80 | 999999 | 9999999 | 1027916000 | 0.20854 | 62676530 | 83011210 | 21.9417 | 0 | 16.2896 | 5.7664 | 14802750 | 13108510 | 16270660 | 23210800 | 25537800 | 39995520 | 0 | 1.7467 | 7594719 | 80000.02 | 64000.01 | 0 | 8189.334 | 255212700 | 5977934
13000 | 10000 | 27460 | 50 | 999999 | 9999999 | 1027939000 | 0.20742 | 63300380 | 73629550 | 21.0901 | 0 | 17.6869 | 5.4036 | 21381750 | 18934520 | 10210000 | 14565010 | 25537800 | 39995520 | 0 | 1.0917 | 4902790 | 50000.01 | 40000.01 | 0 | 7914.308 | 259400200 | 7756167
16077 | 10000 | 22054 | 15 | 999999 | 9999999 | 1027954000 | 0.20601 | 64065300 | 62112860 | 20.0708 | 0 | 19.9143 | 4.893 | 26442650 | 23416170 | 10210000 | 14565010 | 20510220 | 32121680 | 0 | 0.3275 | 1659801 | 15000 | 12000 | 0 | 7583.505 | 264554700 | 10012870
14000 | 12000 | 22054 | 20 | 999999 | 9999999 | 1027976000 | 0.20629 | 64048440 | 62388720 | 20.0531 | 0 | 19.8778 | 4.8958 | 23026500 | 20391020 | 12252000 | 17478010 | 20510220 | 32121680 | 0 | 0.43667 | 2078156 | 20000 | 16000 | 0 | 7566.56 | 264254000 | 9563719
16000 | 5000 | 27460 | 20 | 999999 | 9999999 | 1027988000 | 0.20623 | 63971650 | 63558800 | 20.2149 | 0 | 19.5955 | 4.9605 | 26316000 | 23304020 | 5105000 | 7282506 | 25537800 | 39995520 | 0 | 0.43667 | 2131552 | 20000 | 16000 | 0 | 7630.079 | 263805300 | 9671418
9000 | 13000 | 27460 | 50 | 999999 | 9999999 | 1028081000 | 0.20761 | 63543040 | 70113550 | 20.6911 | 0 | 18.3433 | 5.2306 | 14802750 | 13108510 | 13273000 | 18934520 | 25537800 | 39995520 | 0 | 1.0917 | 4721070 | 50000.01 | 40000.01 | 0 | 7758.431 | 260505800 | 7496262
16077 | 14000 | 22054 | 60 | 999999 | 9999999 | 1028112000 | 0.20768 | 62819870 | 81046860 | 21.7821 | 0 | 16.4812 | 5.7361 | 26442650 | 23416170 | 14294000 | 20391020 | 20510220 | 32121680 | 0 | 1.31 | 6040854 | 60000.01 | 48000.01 | 0 | 8165.239 | 256849400 | 7403495
16000 | 10000 | 22054 | 15 | 999999 | 9999999 | 1028123000 | 0.20605 | 64084870 | 61986220 | 20.0401 | 0 | 19.9264 | 4.8902 | 26316000 | 23304020 | 10210000 | 14565010 | 20510220 | 32121680 | 0 | 0.3275 | 1650766 | 15000 | 12000 | 0 | 7571.446 | 264639200 | 9991702
14000 | 5000 | 27460 |  | 999999 | 9999999 | 1028141000 | 0.2054 | 64637760 | 53669300 | 19.3616 | 0 | 22.1458 | 4.4459 | 23026500 | 20391020 | 5105000 | 7282506 | 25537800 | 39995520 | [5 empty] | 0 | 7338.538 | 267740900 | 11053150
16077 | 15936 | 22054 | 80 | 999999 | 9999999 | 1028152000 | 0.20832 | 62253610 | 89623520 | 22.6063 | 0 | 15.3613 | 6.0644 | 26442650 | 23416170 | 16270660 | 23210800 | 20510220 | 32121680 | 0 | 1.7467 | 8022493 | 80000.02 | 64000.01 | 0 | 8448.385 | 253368600 | 6403118
2000 | 14000 | 27460 |  | 999999 | 9999999 | 1028165000 | 0.20599 | 65339000 | 43121300 | 18.1631 | 0 | 26.3072 | 3.7713 | 3289500 | 2913002 | 14294000 | 20391020 | 25537800 | 39995520 | [5 empty] | 0 | 6864.676 | 270946200 | 10107410
3000 | 14000 | 27460 | 10 | 999999 | 9999999 | 1028212000 | 0.2064 | 65014160 | 48066050 | 18.5889 | 0 | 24.2301 | 4.0746 | 4934250 | 4369504 | 14294000 | 20391020 | 25537800 | 39995520 | 0 | 0.21834 | 936264.3 | 10000 | 8000.001 | 0 | 7011.927 | 269012700 | 9463782
14000 | 6000 | 27460 | 15 | 999999 | 9999999 | 1028262000 | 0.20618 | 64249710 | 59640300 | 19.8035 | 0 | 20.5092 | 4.7618 | 23026500 | 20391020 | 6126000 | 8739007 | 25537800 | 39995520 | 0 | 0.3275 | 1584995 | 15000 | 12000 | 0 | 7478.373 | 265291800 | 9828959
13000 | 14000 | 22054 | 35 | 999999 | 9999999 | 1028270000 | 0.20695 | 63713240 | 67735970 | 20.4901 | 0 | 18.7258 | 5.152 | 21381750 | 18934520 | 14294000 | 20391020 | 20510220 | 32121680 | 0 | 0.76418 | 3445471 | 35000.01 | 28000.01 | 0 | 7708.884 | 262043900 | 8600364
16000 | 14000 | 22054 | 60 | 999999 | 9999999 | 1028281000 | 0.20772 | 62839480 | 80920220 | 21.7516 | 0 | 16.4852 | 5.7348 | 26316000 | 23304020 | 14294000 | 20391020 | 20510220 | 32121680 | 0 | 1.31 | 6023451 | 60000.01 | 48000.01 | 0 | 8153.275 | 256934000 | 7383333
14000 | 12000 | 27460 | 80 | 999999 | 9999999 | 1028283000 | 0.20844 | 62421980 | 87216300 | 22.3653 | 0 | 15.6652 | 5.9636 | 23026500 | 20391020 | 12252000 | 17478010 | 25537800 | 39995520 | 0 | 1.7467 | 7861654 | 80000.02 | 64000.01 | 0 | 8354.346 | 254037600 | 6248307
14000 | 13000 | 27460 | 90 | 999999 | 9999999 | 1028287000 | 0.20874 | 62135640 | 91537300 | 22.7905 | 0 | 15.1463 | 6.1219 | 23026500 | 20391020 | 13273000 | 18934520 | 25537800 | 39995520 | 0 | 1.965 | 8853272 | 90000.02 | 72000.02 | 0 | 8500.964 | 252283200 | 5778311
7000 | 14000 | 27460 | 45 | 999999 | 9999999 | 1028288000 | 0.20756 | 63816690 | 66195050 | 20.2782 | 0 | 19.1169 | 5.045 | 11513250 | 10195510 | 14294000 | 20391020 | 25537800 | 39995520 | 0 | 0.98251 | 4163640 | 45000.01 | 36000.01 | 0 | 7606.85 | 261973900 | 7636510
16077 | 13000 | 22054 | 50 | 999999 | 9999999 | 1028318000 | 0.20738 | 63120100 | 76725860 | 21.357 | 0 | 17.1086 | 5.5649 | 26442650 | 23416170 | 13273000 | 18934520 | 20510220 | 32121680 | 0 | 1.0917 | 5034899 | 50000.01 | 40000.01 | 0 | 8018.785 | 258661600 | 7932786
16000 | 15936 | 22054 | 80 | 999999 | 9999999 | 1028322000 | 0.20836 | 62273250 | 89496880 | 22.5758 | 0 | 15.3633 | 6.0636 | 26316000 | 23304020 | 16270660 | 23210800 | 20510220 | 32121680 | 0 | 1.7467 | 8001882 | 80000.02 | 64000.01 | 0 | 8436.458 | 253453400 | 6383412
16077 | 4000 | 27460 | 10 | 999999 | 9999999 | 1028323000 | 0.2059 | 64272050 | 59364440 | 19.8208 | 0 | 20.5393 | 4.7604 | 26442650 | 23416170 | 4084000 | 5826005 | 25537800 | 39995520 | 0 | 0.21834 | 1140035 | 10000 | 8000.001 | 0 | 7495.622 | 265615300 | 10303610
9000 | 12000 | 27460 | 40 | 999999 | 9999999 | 1028359000 | 0.20732 | 63848060 | 65792550 | 20.2655 | 0 | 19.1682 | 5.0384 | 14802750 | 13108510 | 12252000 | 17478010 | 25537800 | 39995520 | 0 | 0.87334 | 3759640 | 40000.01 | 32000.01 | 0 | 7611.468 | 262338000 | 8041070
14000 | 14000 | 27460 | 100 | 999999 | 9999999 | 1028379000 | 0.20905 | 61855110 | 95858300 | 23.2156 | 0 | 14.6626 | 6.2757 | 23026500 | 20391020 | 14294000 | 20391020 | 25537800 | 39995520 | 0 | 2.1834 | 9833116 | 100000 | 80000.02 | 0 | 8647.717 | 250553100 | 5333703
11000 | 15936 | 22054 | 40 | 999999 | 9999999 | 1028386000 | 0.20724 | 63698580 | 68073130 | 20.4774 | 0 | 18.6719 | 5.1595 | 18092250 | 16021510 | 16270660 | 23210800 | 20510220 | 32121680 | 0 | 0.87334 | 3839195 | 40000.01 | 32000.01 | 0 | 7694.274 | 261750600 | 8179111
14000 | 10000 | 27460 | 60 | 999999 | 9999999 | 1028424000 | 0.20785 | 63004550 | 78574300 | 21.5154 | 0 | 16.8407 | 5.6288 | 23026500 | 20391020 | 10210000 | 14565010 | 25537800 | 39995520 | 0 | 1.31 | 5893698 | 60000.01 | 48000.01 | 0 | 8060.934 | 257587500 | 7227931
5000 | 15936 | 27460 | 50 | 999999 | 9999999 | 1028424000 | 0.20785 | 63803320 | 66532210 | 20.265 | 0 | 19.0583 | 5.0534 | 8223750 | 7282506 | 16270660 | 23210800 | 25537800 | 39995520 | 0 | 1.0917 | 4552736 | 50000.01 | 40000.01 | 0 | 7592.292 | 261686000 | 7221136
11000 | 10000 | 27460 | 35 | 999999 | 9999999 | 1028429000 | 0.20708 | 63879430 | 65390050 | 20.2529 | 0 | 19.2199 | 5.0318 | 18092250 | 16021510 | 10210000 | 14565010 | 25537800 | 39995520 | 0 | 0.76418 | 3355640 | 35000.01 | 28000.01 | 0 | 7616.086 | 262702100 | 8445631
16000 | 4000 | 27460 | 10 | 999999 | 9999999 | 1028487000 | 0.20595 | 64291320 | 59237800 | 19.7902 | 0 | 20.5537 | 4.7573 | 26316000 | 23304020 | 4084000 | 5826005 | 25537800 | 39995520 | 0 | 0.21834 | 1133677 | 10000 | 8000.001 | 0 | 7483.532 | 265698500 | 10280900
16000 | 13000 | 22054 | 50 | 999999 | 9999999 | 1028487000 | 0.20743 | 63139720 | 76599220 | 21.3264 | 0 | 17.1137 | 5.5633 | 26316000 | 23304020 | 13273000 | 18934520 | 20510220 | 32121680 | 0 | 1.0917 | 5019421 | 50000.01 | 40000.01 | 0 | 8006.799 | 258746300 | 7912468
13000 | 8000 | 27460 | 30 | 999999 | 9999999 | 1028500000 | 0.20684 | 63910800 | 64987550 | 20.2403 | 0 | 19.272 | 5.025 | 21381750 | 18934520 | 8168000 | 11652010 | 25537800 | 39995520 | 0 | 0.65501 | 2951639 | 30000.01 | 24000 | 0 | 7620.705 | 263066200 | 8850192
16077 | 7000 | 27460 | 45 | 999999 | 9999999 | 1028527000 | 0.20727 | 63316270 | 73977450 | 21.1071 | 0 | 17.5408 | 5.4499 | 26442650 | 23416170 | 7147000 | 10195510 | 25537800 | 39995520 | 0 | 0.98251 | 4515115 | 45000.01 | 36000.01 | 0 | 7930.902 | 259678100 | 8179419
13000 | 13000 | 22054 | 25 | 999999 | 9999999 | 1028571000 | 0.20667 | 64019800 | 63414970 | 20.0657 | 0 | 19.5969 | 4.9545 | 21381750 | 18934520 | 13273000 | 18934520 | 20510220 | 32121680 | 0 | 0.54584 | 2490354 | 25000.01 | 20000 | 0 | 7561.848 | 263882500 | 9150949
16077 | 12000 | 22054 | 40 | 999999 | 9999999 | 1028580000 | 0.20709 | 63424110 | 72404860 | 20.9321 | 0 | 17.797 | 5.3864 | 26442650 | 23416170 | 12252000 | 17478010 | 20510220 | 32121680 | 0 | 0.87334 | 4034656 | 40000.01 | 32000.01 | 0 | 7872.265 | 260489600 | 8477234
7000 | 13000 | 27460 | 35 | 999999 | 9999999 | 1028590000 | 0.20728 | 64123300 | 61874050 | 19.8525 | 0 | 20.0361 | 4.8442 | 11513250 | 10195510 | 13273000 | 18934520 | 25537800 | 39995520 | 0 | 0.76418 | 3226124 | 35000.01 | 28000.01 | 0 | 7459.613 | 263812700 | 8185553
2000 | 15936 | 27460 | 25 | 999999 | 9999999 | 1028593000 | 0.2071 | 64689040 | 53347960 | 18.9992 | 0 | 22.4046 | 4.376 | 3289500 | 2913002 | 16270660 | 23210800 | 25537800 | 39995520 | 0 | 0.54584 | 2229077 | 25000.01 | 20000 | 0 | 7144.994 | 266845700 | 8462513
14000 | 14000 | 22054 | 45 | 999999 | 9999999 | 1028680000 | 0.20738 | 63412430 | 72680720 | 20.9149 | 0 | 17.762 | 5.3894 | 23026500 | 20391020 | 14294000 | 20391020 | 20510220 | 32121680 | 0 | 0.98251 | 4424629 | 45000.01 | 36000.01 | 0 | 7855.645 | 260210400 | 8052517
9000 | 14000 | 22054 |  | 999999 | 9999999 | 1028686000 | 0.2058 | 64943340 | 49606970 | 18.8021 | 0 | 23.4729 | 4.2073 | 14802750 | 13108510 | 14294000 | 20391020 | 20510220 | 32121680 | [5 empty] | 0 | 7116.455 | 269218700 | 10585420
16000 | 7000 | 27460 | 45 | 999999 | 9999999 | 1028696000 | 0.20732 | 63335910 | 73850800 | 21.0765 | 0 | 17.5469 | 5.4481 | 26316000 | 23304020 | 7147000 | 10195510 | 25537800 | 39995520 | 0 | 0.98251 | 4500411 | 45000.01 | 36000.01 | 0 | 7918.908 | 259762800 | 8159104
16000 | 12000 | 22054 | 40 | 999999 | 9999999 | 1028750000 | 0.20714 | 63443800 | 72278220 | 20.9015 | 0 | 17.8036 | 5.3846 | 26316000 | 23304020 | 12252000 | 17478010 | 20510220 | 32121680 | 0 | 0.87334 | 4020629 | 40000.01 | 32000.01 | 0 | 7860.263 | 260574500 | 8457078
11000 | 7000 | 27460 |  | 999999 | 9999999 | 1028759000 | 0.20573 | 64870620 | 50777050 | 18.9641 | 0 | 23.0385 | 4.2827 | 18092250 | 16021510 | 7147000 | 10195510 | 25537800 | 39995520 | [5 empty] | 0 | 7180.584 | 268786800 | 10715390
7000 | 10000 | 27460 |  | 999999 | 9999999 | 1028772000 | 0.20593 | 65104650 | 47261050 | 18.5646 | 0 | 24.372 | 4.059 | 11513250 | 10195510 | 10210000 | 14565010 | 25537800 | 39995520 | [5 empty] | 0 | 7022.63 | 269856500 | 10401350
16077 | 6000 | 27460 | 35 | 999999 | 9999999 | 1028802000 | 0.20698 | 63621160 | 69656450 | 20.6825 | 0 | 18.2766 | 5.2659 | 26442650 | 23416170 | 6126000 | 8739007 | 25537800 | 39995520 | 0 | 0.76418 | 3525743 | 35000.01 | 28000.01 | 0 | 7784.258 | 261509700 | 8726442
11000 | 14000 | 22054 | 20 | 999999 | 9999999 | 1028820000 | 0.20663 | 64296300 | 59496470 | 19.6537 | 0 | 20.5173 | 4.7548 | 18092250 | 16021510 | 14294000 | 20391020 | 20510220 | 32121680 | 0 | 0.43667 | 1962838 | 20000 | 16000 | 0 | 7409.924 | 265362500 | 9300038
13000 | 7000 | 27460 | 20 | 999999 | 9999999 | 1028826000 | 0.20656 | 64219080 | 60666550 | 19.8161 | 0 | 20.2111 | 4.8213 | 21381750 | 18934520 | 7147000 | 10195510 | 25537800 | 39995520 | 0 | 0.43667 | 2006413 | 20000 | 16000 | 0 | 7473.556 | 264912000 | 9406957
5000 | 14000 | 27460 | 30 | 999999 | 9999999 | 1028834000 | 0.20724 | 64399400 | 57955550 | 19.439 | 0 | 21.0112 | 4.6414 | 8223750 | 7282506 | 14294000 | 20391020 | 25537800 | 39995520 | 0 | 0.65501 | 2718381 | 30000.01 | 24000 | 0 | 7307.463 | 265291000 | 8330995
3000 | 13000 | 27460 |  | 999999 | 9999999 | 1028857000 | 0.20613 | 65343510 | 43745050 | 18.1631 | 0 | 25.8996 | 3.8286 | 4934250 | 4369504 | 13273000 | 18934520 | 25537800 | 39995520 | [5 empty] | 0 | 6864.676 | 270946200 | 10107410
14000 | 8000 | 27460 | 40 | 999999 | 9999999 | 1028902000 | 0.20727 | 63609500 | 69932300 | 20.6649 | 0 | 18.2392 | 5.2693 | 23026500 | 20391020 | 8168000 | 11652010 | 25537800 | 39995520 | 0 | 0.87334 | 3916703 | 40000.01 | 32000.01 | 0 | 7767.626 | 261230700 | 8301746
7000 | 12000 | 27460 | 25 | 999999 | 9999999 | 1028907000 | 0.207 | 64430960 | 57553050 | 19.4274 | 0 | 21.0782 | 4.6325 | 11513250 | 10195510 | 12252000 | 17478010 | 25537800 | 39995520 | 0 | 0.54584 | 2313488 | 25000.01 | 20000 | 0 | 7312.091 | 265655900 | 8736449
9000 | 15936 | 22054 | 25 | 999999 | 9999999 | 1028922000 | 0.20691 | 64280660 | 59833620 | 19.64 | 0 | 20.4518 | 4.7637 | 14802750 | 13108510 | 16270660 | 23210800 | 20510220 | 32121680 | 0 | 0.54584 | 2364995 | 25000.01 | 20000 | 0 | 7395.218 | 265065200 | 8873913
13000 | 12000 | 22054 | 15 | 999999 | 9999999 | 1028942000 | 0.20639 | 64331070 | 59093970 | 19.6414 | 0 | 20.5743 | 4.7477 | 21381750 | 18934520 | 12252000 | 17478010 | 20510220 | 32121680 | 0 | 0.3275 | 1543117 | 15000 | 12000 | 0 | 7414.723 | 265740700 | 9720341
3000 | 15936 | 27460 | 35 | 999999 | 9999999 | 1028952000 | 0.20752 | 64384880 | 58292700 | 19.4248 | 0 | 20.9399 | 4.6512 | 4934250 | 4369504 | 16270660 | 23210800 | 25537800 | 39995520 | 0 | 0.76418 | 3116650 | 35000.01 | 28000.01 | 0 | 7292.801 | 264998300 | 7909910
14000 | 13000 | 22054 | 35 | 999999 | 9999999 | 1028962000 | 0.20709 | 63717750 | 68359720 | 20.4901 | 0 | 18.5228 | 5.2028 | 23026500 | 20391020 | 13273000 | 18934520 | 20510220 | 32121680 | 0 | 0.76418 | 3445471 | 35000.01 | 28000.01 | 0 | 7708.884 | 262043900 | 8600364
16000 | 6000 | 27460 | 35 | 999999 | 9999999 | 1028973000 | 0.20703 | 63640880 | 69529800 | 20.6518 | 0 | 18.2842 | 5.2638 | 26316000 | 23304020 | 6126000 | 8739007 | 25537800 | 39995520 | 0 | 0.76418 | 3512703 | 35000.01 | 28000.01 | 0 | 7772.245 | 261594800 | 8706306
9000 | 10000 | 27460 | 20 | 999999 | 9999999 | 1028993000 | 0.20676 | 64463340 | 57150550 | 19.4157 | 0 | 21.1445 | 4.6238 | 14802750 | 13108510 | 10210000 | 14565010 | 25537800 | 39995520 | 0 | 0.43667 | 1904855 | 20000 | 16000 | 0 | 7316.763 | 266024200 | 9145650
16077 | 5000 | 27460 | 25 | 999999 | 9999999 | 1029098000 | 0.2067 | 63927410 | 65335440 | 20.2584 | 0 | 19.0973 | 5.0725 | 26442650 | 23416170 | 5105000 | 7282506 | 25537800 | 39995520 | 0 | 0.54584 | 2556288 | 25000.01 | 20000 | 0 | 7637.386 | 263347000 | 9277183
11000 | 8000 | 27460 | 15 | 999999 | 9999999 | 1029105000 | 0.20652 | 64497500 | 56748050 | 19.4038 | 0 | 21.208 | 4.6157 | 18092250 | 16021510 | 8168000 | 11652010 | 25537800 | 39995520 | 0 | 0.3275 | 1487911 | 15000 | 12000 | 0 | 7321.529 | 266399900 | 9563172
11000 | 14000 | 27460 | 80 | 999999 | 9999999 | 1029113000 | 0.20877 | 62668860 | 84324050 | 21.9672 | 0 | 15.9928 | 5.8577 | 18092250 | 16021510 | 14294000 | 20391020 | 25537800 | 39995520 | 0 | 1.7467 | 7610241 | 80000.02 | 64000.01 | 0 | 8199.266 | 255142000 | 5994171
11000 | 13000 | 27460 | 70 | 999999 | 9999999 | 1029144000 | 0.20848 | 62957540 | 80003050 | 21.542 | 0 | 16.592 | 5.688 | 18092250 | 16021510 | 13273000 | 18934520 | 25537800 | 39995520 | 0 | 1.5284 | 6649827 | 70000.02 | 56000.01 | 0 | 8052.291 | 256906000 | 6470752
5000 | 13000 | 27460 | 20 | 999999 | 9999999 | 1029179000 | 0.20696 | 64708910 | 53634550 | 19.0138 | 0 | 22.1918 | 4.4196 | 8223750 | 7282506 | 13273000 | 18934520 | 25537800 | 39995520 | 0 | 0.43667 | 1825175 | 20000 | 16000 | 0 | 7159.72 | 267141900 | 8887681
16077 | 10000 | 22054 | 20 | 999999 | 9999999 | 1029188000 | 0.20652 | 64037720 | 63762860 | 20.0838 | 0 | 19.414 | 5.0027 | 26442650 | 23416170 | 10210000 | 14565010 | 20510220 | 32121680 | 0 | 0.43667 | 2088009 | 20000 | 16000 | 0 | 7578.61 | 264168800 | 9584072
14000 | 7000 | 27460 | 30 | 999999 | 9999999 | 1029192000 | 0.20698 | 63915310 | 65611300 | 20.2403 | 0 | 19.0565 | 5.0765 | 23026500 | 20391020 | 7147000 | 10195510 | 25537800 | 39995520 | 0 | 0.65501 | 2951639 | 30000.01 | 24000 | 0 | 7620.705 | 263066200 | 8850192
11000 | 13000 | 22054 | 10 | 999999 | 9999999 | 1029247000 | 0.20635 | 64611230 | 55175470 | 19.2291 | 0 | 21.6172 | 4.5387 | 18092250 | 16021510 | 13273000 | 18934520 | 20510220 | 32121680 | 0 | 0.21834 | 1028407 | 10000 | 8000.001 | 0 | 7262.652 | 267236000 | 9883435
11000 | 12000 | 27460 | 60 | 999999 | 9999999 | 1029249000 | 0.20818 | 63251150 | 75682050 | 21.1167 | 0 | 17.2451 | 5.512 | 18092250 | 16021510 | 12252000 | 17478010 | 25537800 | 39995520 | 0 | 1.31 | 5690034 | 60000.01 | 48000.01 | 0 | 7905.309 | 258690700 | 6967830
14000 | 12000 | 22054 | 25 | 999999 | 9999999 | 1029262000 | 0.20681 | 64024320 | 64038720 | 20.0657 | 0 | 19.3738 | 5.0065 | 23026500 | 20391020 | 12252000 | 17478010 | 20510220 | 32121680 | 0 | 0.54584 | 2490354 | 25000.01 | 20000 | 0 | 7561.848 | 263882500 | 9150949
13000 | 6000 | 27460 | 10 | 999999 | 9999999 | 1029265000 | 0.20628 | 64534820 | 56345550 | 19.3915 | 0 | 21.2664 | 4.6087 | 21381750 | 18934520 | 6126000 | 8739007 | 25537800 | 39995520 | 0 | 0.21834 | 1056458 | 10000 | 8000.001 | 0 | 7326.461 | 266788800 | 9995224
16000 | 5000 | 27460 | 25 | 999999 | 9999999 | 1029269000 | 0.20674 | 63947150 | 65208800 | 20.2277 | 0 | 19.1069 | 5.0702 | 26316000 | 23304020 | 5105000 | 7282506 | 25537800 | 39995520 | 0 | 0.54584 | 2545501 | 25000.01 | 20000 | 0 | 7625.347 | 263432200 | 9256894
13000 | 15936 | 22054 | 60 | 999999 | 9999999 | 1029284000 | 0.2081 | 63102140 | 77962620 | 21.3282 | 0 | 16.8594 | 5.6228 | 21381750 | 18934520 | 16270660 | 23210800 | 20510220 | 32121680 | 0 | 1.31 | 5795895 | 60000.01 | 48000.01 | 0 | 7987.814 | 258105400 | 7105249
| 15936 | 27460 | 10 | 999999 | 9999999 | 1029312000 | 0.20679 | 65283280 | 45108460 | 18.1594 | 0 | 25.3164 | 3.9071 |  |  | 16270660 | 23210800 | 25537800 | 39995520 | 0 | 0.21834 | 893905.7 | 10000 | 8000.001 | 0 | 6844.349 | 270210900 | 9194020
16000 | 10000 | 22054 | 20 | 999999 | 9999999 | 1029359000 | 0.20657 | 64057460 | 63636220 | 20.0531 | 0 | 19.4245 | 5.0002 | 26316000 | 23304020 | 10210000 | 14565010 | 20510220 | 32121680 | 0 | 0.43667 | 2078156 | 20000 | 16000 | 0 | 7566.56 | 264254000 | 9563719
16077 | 3000 | 27460 |  | 999999 | 9999999 | 1029374000 | 0.20563 | 64628380 | 55043440 | 19.3921 | 0 | 21.5607 | 4.5593 | 26442650 | 23416170 | 3063000 | 4369504 | 25537800 | 39995520 | [5 empty] | 0 | 7350.7 | 267661300 | 11080070
11000 | 15936 | 27460 | 100 | 999999 | 9999999 | 1029415000 | 0.20942 | 62119970 | 92900700 | 22.7921 | 0 | 14.9236 | 6.182 | 18092250 | 16021510 | 16270660 | 23210800 | 25537800 | 39995520 | 0 | 2.1834 | 9523837 | 100000 | 80000.02 | 0 | 8483.189 | 251733600 | 5072970
14000 | 10000 | 22054 |  | 999999 | 9999999 | 1029415000 | 0.20574 | 64717140 | 53746720 | 19.2005 | 0 | 21.9568 | 4.482 | 23026500 | 20391020 | 10210000 | 14565010 | 20510220 | 32121680 | [5 empty] | 0 | 7274.409 | 268162800 | 10913270
16077 | 4000 | 27460 | 15 | 999999 | 9999999 | 1029476000 | 0.20641 | 64239080 | 61014440 | 19.8342 | 0 | 20.013 | 4.8706 | 26442650 | 23416170 | 4084000 | 5826005 | 25537800 | 39995520 | 0 | 0.3275 | 1593141 | 15000 | 12000 | 0 | 7490.442 | 265207000 | 9849872
3000 | 14000 | 27460 | 15 | 999999 | 9999999 | 1029483000 | 0.20692 | 64988970 | 49716050 | 18.5997 | 0 | 23.4647 | 4.197 | 4934250 | 4369504 | 14294000 | 20391020 | 25537800 | 39995520 | 0 | 0.3275 | 1353412 | 15000 | 12000 | 0 | 7007.159 | 268636700 | 9046055
7000 | 15936 | 27460 | 70 | 999999 | 9999999 | 1029487000 | 0.20872 | 63217860 | 76421700 | 21.1166 | 0 | 17.144 | 5.5271 | 11513250 | 10195510 | 16270660 | 23210800 | 25537800 | 39995520 | 0 | 1.5284 | 6426505 | 70000.02 | 56000.01 | 0 | 7886.781 | 258086400 | 6201278
16077 | 10000 | 27460 | 80 | 999999 | 9999999 | 1029497000 | 0.20868 | 62411320 | 88590450 | 22.3959 | 0 | 15.3809 | 6.0566 | 26442650 | 23416170 | 10210000 | 14565010 | 25537800 | 39995520 | 0 | 1.7467 | 7881635 | 80000.02 | 64000.01 | 0 | 8366.279 | 253952600 | 6267885
14000 | 6000 | 27460 | 20 | 999999 | 9999999 | 1029518000 | 0.2067 | 64223600 | 61290300 | 19.8161 | 0 | 19.9731 | 4.8741 | 23026500 | 20391020 | 6126000 | 8739007 | 25537800 | 39995520 | 0 | 0.43667 | 2006413 | 20000 | 16000 | 0 | 7473.556 | 264912000 | 9406957
16000 | 3000 | 27460 |  | 999999 | 9999999 | 1029525000 | 0.20567 | 64646780 | 54916800 | 19.3616 | 0 | 21.58 | 4.5555 | 26316000 | 23304020 | 3063000 | 4369504 | 25537800 | 39995520 | [5 empty] | 0 | 7338.538 | 267740900 | 11053150
13000 | 14000 | 22054 | 40 | 999999 | 9999999 | 1029583000 | 0.20747 | 63690900 | 69385970 | 20.5029 | 0 | 18.2777 | 5.2591 | 21381750 | 18934520 | 14294000 | 20391020 | 20510220 | 32121680 | 0 | 0.87334 | 3849471 | 40000.01 | 32000.01 | 0 | 7704.266 | 261679800 | 8195803
16077 | 12000 | 27460 | 100 | 999999 | 9999999 | 1029591000 | 0.20928 | 61844370 | 97232450 | 23.2462 | 0 | 14.4141 | 6.3647 | 26442650 | 23416170 | 12252000 | 17478010 | 25537800 | 39995520 | 0 | 2.1834 | 9856026 | 100000 | 80000.02 | 0 | 8659.617 | 250467800 | 5352678
5000 | 12000 | 27460 | 10 | 999999 | 9999999 | 1029596000 | 0.20668 | 65023190 | 49313550 | 18.5889 | 0 | 23.5514 | 4.1862 | 8223750 | 7282506 | 12252000 | 17478010 | 25537800 | 39995520 | 0 | 0.21834 | 936264.3 | 10000 | 8000.001 | 0 | 7011.927 | 269012700 | 9463782
7000 | 15936 | 22054 | 10 | 999999 | 9999999 | 1029602000 | 0.20659 | 64872300 | 51594130 | 18.8022 | 0 | 22.7299 | 4.3294 | 11513250 | 10195510 | 16270660 | 23210800 | 20510220 | 32121680 | 0 | 0.21834 | 962526.1 | 10000 | 8000.001 | 0 | 7095.343 | 268419500 | 9601309
7000 | 14000 | 27460 | 50 | 999999 | 9999999 | 1029620000 | 0.20809 | 63795580 | 67845050 | 20.2906 | 0 | 18.6475 | 5.1532 | 11513250 | 10195510 | 14294000 | 20391020 | 25537800 | 39995520 | 0 | 1.0917 | 4561932 | 50000.01 | 40000.01 | 0 | 7602.296 | 261614900 | 7237664
16077 | 8000 | 27460 | 60 | 999999 | 9999999 | 1029638000 | 0.20808 | 62993930 | 79948450 | 21.546 | 0 | 16.5106 | 5.7263 | 26442650 | 23416170 | 8168000 | 11652010 | 25537800 | 39995520 | 0 | 1.31 | 5910171 | 60000.01 | 48000.01 | 0 | 8072.908 | 257502700 | 7248053
16000 | 4000 | 27460 | 15 | 999999 | 9999999 | 1029645000 | 0.20646 | 64258740 | 60887800 | 19.8035 | 0 | 20.0252 | 4.8678 | 26316000 | 23304020 | 4084000 | 5826005 | 25537800 | 39995520 | 0 | 0.3275 | 1584995 | 15000 | 12000 | 0 | 7478.373 | 265291800 | 9828959
16000 | 10000 | 27460 | 80 | 999999 | 9999999 | 1029667000 | 0.20872 | 62431010 | 88463800 | 22.3653 | 0 | 15.3829 | 6.0557 | 26316000 | 23304020 | 10210000 | 14565010 | 25537800 | 39995520 | 0 | 1.7467 | 7861654 | 80000.02 | 64000.01 | 0 | 8354.346 | 254037600 | 6248307
9000 | 12000 | 27460 | 45 | 999999 | 9999999 | 1029672000 | 0.20784 | 63825710 | 67442550 | 20.2782 | 0 | 18.6977 | 5.1466 | 14802750 | 13108510 | 12252000 | 17478010 | 25537800 | 39995520 | 0 | 0.98251 | 4163640 | 45000.01 | 36000.01 | 0 | 7606.85 | 261973900 | 7636510
11000 | 15936 | 22054 | 45 | 999999 | 9999999 | 1029699000 | 0.20776 | 63676230 | 69723130 | 20.4903 | 0 | 18.2262 | 5.2661 | 18092250 | 16021510 | 16270660 | 23210800 | 20510220 | 32121680 | 0 | 0.98251 | 4243195 | 45000.01 | 36000.01 | 0 | 7689.656 | 261386500 | 7774550
11000 | 10000 | 27460 | 40 | 999999 | 9999999 | 1029742000 | 0.2076 | 63857080 | 67040050 | 20.2655 | 0 | 18.7463 | 5.1405 | 18092250 | 16021510 | 10210000 | 14565010 | 25537800 | 39995520 | 0 | 0.87334 | 3759640 | 40000.01 | 32000.01 | 0 | 7611.468 | 262338000 | 8041070
16000 | 12000 | 27460 | 100 | 999999 | 9999999 | 1029763000 | 0.20933 | 61864130 | 97105800 | 23.2156 | 0 | 14.4145 | 6.3643 | 26316000 | 23304020 | 12252000 | 17478010 | 25537800 | 39995520 | 0 | 2.1834 | 9833116 | 100000 | 80000.02 | 0 | 8647.717 | 250553100 | 5333703
16000 | 8000 | 27460 | 60 | 999999 | 9999999 | 1029808000 | 0.20813 | 63013570 | 79821800 | 21.5154 | 0 | 16.5146 | 5.7249 | 26316000 | 23304020 | 8168000 | 11652010 | 25537800 | 39995520 | 0 | 1.31 | 5893698 | 60000.01 | 48000.01 | 0 | 8060.934 | 257587500 | 7227931
13000 | 8000 | 27460 | 35 | 999999 | 9999999 | 1029813000 | 0.20736 | 63888460 | 66637550 | 20.2529 | 0 | 18.7953 | 5.1343 | 21381750 | 18934520 | 8168000 | 11652010 | 25537800 | 39995520 | 0 | 0.76418 | 3355640 | 35000.01 | 28000.01 | 0 | 7616.086 | 262702100 | 8445631
16077 | 7000 | 27460 | 50 | 999999 | 9999999 | 1029845000 | 0.20779 | 63294260 | 75627450 | 21.1207 | 0 | 17.1484 | 5.5527 | 26442650 | 23416170 | 7147000 | 10195510 | 25537800 | 39995520 | 0 | 1.0917 | 4917563 | 50000.01 | 40000.01 | 0 | 7926.301 | 259315400 | 7776413
14000 | 15936 | 22054 | 70 | 999999 | 9999999 | 1029866000 | 0.20854 | 62812780 | 82907380 | 21.7534 | 0 | 16.0885 | 5.8416 | 23026500 | 20391020 | 16270660 | 23210800 | 20510220 | 32121680 | 0 | 1.5284 | 6768921 | 70000.02 | 56000.01 | 0 | 8134.645 | 256319600 | 6605733
13000 | 13000 | 22054 | 30 | 999999 | 9999999 | 1029878000 | 0.20719 | 63997050 | 65064970 | 20.0781 | 0 | 19.1035 | 5.065 | 21381750 | 18934520 | 13273000 | 18934520 | 20510220 | 32121680 | 0 | 0.65501 | 2896240 | 30000.01 | 24000 | 0 | 7557.208 | 263516700 | 8744500
16077 | 12000 | 22054 | 45 | 999999 | 9999999 | 1029893000 | 0.20761 | 63401760 | 74054860 | 20.9456 | 0 | 17.3929 | 5.4903 | 26442650 | 23416170 | 12252000 | 17478010 | 20510220 | 32121680 | 0 | 0.98251 | 4438656 | 45000.01 | 36000.01 | 0 | 7867.646 | 260125500 | 8072673
7000 | 13000 | 27460 | 40 | 999999 | 9999999 | 1029903000 | 0.2078 | 64100960 | 63524050 | 19.8646 | 0 | 19.5191 | 4.9555 | 11513250 | 10195510 | 13273000 | 18934520 | 25537800 | 39995520 | 0 | 0.87334 | 3630124 | 40000.01 | 32000.01 | 0 | 7454.995 | 263448600 | 7780992
2000 | 15936 | 27460 | 30 | 999999 | 9999999 | 1029905000 | 0.20762 | 64666640 | 54997960 | 19.0103 | 0 | 21.7507 | 4.4943 | 3289500 | 2913002 | 16270660 | 23210800 | 25537800 | 39995520 | 0 | 0.65501 | 2633308 | 30000.01 | 24000 | 0 | 7140.373 | 266481400 | 8057722
14000 | 5000 | 27460 | 10 | 999999 | 9999999 | 1029957000 | 0.20642 | 64539320 | 56969300 | 19.3915 | 0 | 21.0013 | 4.6629 | 23026500 | 20391020 | 5105000 | 7282506 | 25537800 | 39995520 | 0 | 0.21834 | 1056458 | 10000 | 8000.001 | 0 | 7326.461 | 266788800 | 9995224
14000 | 14000 | 22054 | 50 | 999999 | 9999999 | 1030000000 | 0.2079 | 63390600 | 74330720 | 20.9283 | 0 | 17.3586 | 5.4932 | 23026500 | 20391020 | 14294000 | 20391020 | 20510220 | 32121680 | 0 | 1.0917 | 4826228 | 50000.01 | 40000.01 | 0 | 7851.054 | 259848500 | 7650360
16000 | 7000 | 27460 | 50 | 999999 | 9999999 | 1030014000 | 0.20784 | 63313910 | 75500800 | 21.0901 | 0 | 17.1537 | 5.5511 | 26316000 | 23304020 | 7147000 | 10195510 | 25537800 | 39995520 | 0 | 1.0917 | 4902790 | 50000.01 | 40000.01 | 0 | 7914.308 | 259400200 | 7756167
16000 | 12000 | 22054 | 45 | 999999 | 9999999 | 1030063000 | 0.20766 | 63421450 | 73928220 | 20.9149 | 0 | 17.3987 | 5.4886 | 26316000 | 23304020 | 12252000 | 17478010 | 20510220 | 32121680 | 0 | 0.98251 | 4424629 | 45000.01 | 36000.01 | 0 | 7855.645 | 260210400 | 8052517
11000 | 12000 | 22054 |  | 999999 | 9999999 | 1030069000 | 0.20607 | 64952370 | 50854470 | 18.8021 | 0 | 22.8334 | 4.3192 | 18092250 | 16021510 | 12252000 | 17478010 | 20510220 | 32121680 | [5 empty] | 0 | 7116.455 | 269218700 | 10585420
16077 | 6000 | 27460 | 40 | 999999 | 9999999 | 1030115000 | 0.2075 | 63598810 | 71306450 | 20.6956 | 0 | 17.8488 | 5.3719 | 26442650 | 23416170 | 6126000 | 8739007 | 25537800 | 39995520 | 0 | 0.87334 | 3929743 | 40000.01 | 32000.01 | 0 | 7779.64 | 261145600 | 8321881
11000 | 14000 | 22054 | 25 | 999999 | 9999999 | 1030117000 | 0.20714 | 64272880 | 61146470 | 19.6657 | 0 | 19.9742 | 4.8683 | 18092250 | 16021510 | 14294000 | 20391020 | 20510220 | 32121680 | 0 | 0.54584 | 2371756 | 25000.01 | 20000 | 0 | 7405.25 | 264993900 | 8890552
13000 | 7000 | 27460 | 25 | 999999 | 9999999 | 1030119000 | 0.20708 | 64195400 | 62316550 | 19.8283 | 0 | 19.6852 | 4.9338 | 21381750 | 18934520 | 7147000 | 10195510 | 25537800 | 39995520 | 0 | 0.54584 | 2416608 | 25000.01 | 20000 | 0 | 7468.867 | 264542300 | 8996192
13000 | 5000 | 27460 |  | 999999 | 9999999 | 1030143000 | 0.20601 | 64879640 | 52024550 | 18.9641 | 0 | 22.4226 | 4.3941 | 21381750 | 18934520 | 5105000 | 7282506 | 25537800 | 39995520 | [5 empty] | 0 | 7180.584 | 268786800 | 10715390
5000 | 14000 | 27460 | 35 | 999999 | 9999999 | 1030147000 | 0.20776 | 64377050 | 59605550 | 19.4506 | 0 | 20.4389 | 4.756 | 8223750 | 7282506 | 14294000 | 20391020 | 25537800 | 39995520 | 0 | 0.76418 | 3122382 | 35000.01 | 28000.01 | 0 | 7302.845 | 264926900 | 7926434
9000 | 8000 | 27460 |  | 999999 | 9999999 | 1030155000 | 0.20621 | 65113670 | 48508550 | 18.5646 | 0 | 23.6811 | 4.1721 | 14802750 | 13108510 | 8168000 | 11652010 | 25537800 | 39995520 | [5 empty] | 0 | 7022.63 | 269856500 | 10401350
13000 | 12000 | 22054 | 20 | 999999 | 9999999 | 1030204000 | 0.2069 | 64305320 | 60743970 | 19.6537 | 0 | 20.0312 | 4.8609 | 21381750 | 18934520 | 12252000 | 17478010 | 20510220 | 32121680 | 0 | 0.43667 | 1962838 | 20000 | 16000 | 0 | 7409.924 | 265362500 | 9300038
14000 | 8000 | 27460 | 45 | 999999 | 9999999 | 1030215000 | 0.20779 | 63587160 | 71582300 | 20.678 | 0 | 17.813 | 5.3749 | 23026500 | 20391020 | 8168000 | 11652010 | 25537800 | 39995520 | 0 | 0.98251 | 4320703 | 45000.01 | 36000.01 | 0 | 7763.008 | 260866600 | 7897185
7000 | 12000 | 27460 | 30 | 999999 | 9999999 | 1030217000 | 0.20751 | 64408420 | 59203050 | 19.439 | 0 | 20.5018 | 4.7476 | 11513250 | 10195510 | 12252000 | 17478010 | 25537800 | 39995520 | 0 | 0.65501 | 2718381 | 30000.01 | 24000 | 0 | 7307.463 | 265291000 | 8330995
9000 | 15936 | 22054 | 30 | 999999 | 9999999 | 1030231000 | 0.20743 | 64258050 | 61483620 | 19.6519 | 0 | 19.9108 | 4.8771 | 14802750 | 13108510 | 16270660 | 23210800 | 20510220 | 32121680 | 0 | 0.65501 | 2770218 | 30000.01 | 24000 | 0 | 7390.586 | 264700000 | 8468127
3000 | 15936 | 27460 | 40 | 999999 | 9999999 | 1030265000 | 0.20805 | 64362530 | 59942700 | 19.4364 | 0 | 20.3715 | 4.7653 | 4934250 | 4369504 | 16270660 | 23210800 | 25537800 | 39995520 | 0 | 0.87334 | 3520650 | 40000.01 | 32000.01 | 0 | 7288.183 | 264634200 | 7505349
14000 | 13000 | 22054 | 40 | 999999 | 9999999 | 1030275000 | 0.20761 | 63695400 | 70009720 | 20.5029 | 0 | 18.0825 | 5.3097 | 23026500 | 20391020 | 13273000 | 18934520 | 20510220 | 32121680 | 0 | 0.87334 | 3849471 | 40000.01 | 32000.01 | 0 | 7704.266 | 261679800 | 8195803
16000 | 6000 | 27460 | 40 | 999999 | 9999999 | 1030286000 | 0.20755 | 63618530 | 71179800 | 20.6649 | 0 | 17.8555 | 5.37 | 26316000 | 23304020 | 6126000 | 8739007 | 25537800 | 39995520 | 0 | 0.87334 | 3916703 | 40000.01 | 32000.01 | 0 | 7767.626 | 261230700 | 8301746
9000 | 10000 | 27460 | 25 | 999999 | 9999999 | 1030291000 | 0.20727 | 64439980 | 58800550 | 19.4274 | 0 | 20.565 | 4.7392 | 14802750 | 13108510 | 10210000 | 14565010 | 25537800 | 39995520 | 0 | 0.54584 | 2313488 | 25000.01 | 20000 | 0 | 7312.091 | 265655900 | 8736449
11000 | 8000 | 27460 | 20 | 999999 | 9999999 | 1030376000 | 0.20703 | 64472360 | 58398050 | 19.4157 | 0 | 20.6274 | 4.7311 | 18092250 | 16021510 | 8168000 | 11652010 | 25537800 | 39995520 | 0 | 0.43667 | 1904855 | 20000 | 16000 | 0 | 7316.763 | 266024200 | 9145650
16077 | 5000 | 27460 | 30 | 999999 | 9999999 | 1030403000 | 0.20721 | 63904550 | 66985440 | 20.2711 | 0 | 18.6281 | 5.1819 | 26442650 | 23416170 | 5105000 | 7282506 | 25537800 | 39995520 | 0 | 0.65501 | 2962670 | 30000.01 | 24000 | 0 | 7632.741 | 262980800 | 8870237
16077 | 10000 | 22054 | 25 | 999999 | 9999999 | 1030474000 | 0.20704 | 64013540 | 65412860 | 20.0965 | 0 | 18.9302 | 5.1129 | 26442650 | 23416170 | 10210000 | 14565010 | 20510220 | 32121680 | 0 | 0.54584 | 2500466 | 25000.01 | 20000 | 0 | 7573.895 | 263797100 | 9171042
5000 | 13000 | 27460 | 25 | 999999 | 9999999 | 1030479000 | 0.20747 | 64685660 | 55284550 | 19.025 | 0 | 21.5493 | 4.5379 | 8223750 | 7282506 | 13273000 | 18934520 | 25537800 | 39995520 | 0 | 0.54584 | 2233329 | 25000.01 | 20000 | 0 | 7155.054 | 266774000 | 8478961
11000 | 13000 | 22054 | 15 | 999999 | 9999999 | 1030489000 | 0.20686 | 64584140 | 56825470 | 19.241 | 0 | 21.0152 | 4.655 | 18092250 | 16021510 | 13273000 | 18934520 | 20510220 | 32121680 | 0 | 0.3275 | 1454357 | 15000 | 12000 | 0 | 7257.783 | 266852100 | 9456894
13000 | 6000 | 27460 | 15 | 999999 | 9999999 | 1030489000 | 0.2068 | 64506530 | 57995550 | 19.4038 | 0 | 20.687 | 4.7235 | 21381750 | 18934520 | 6126000 | 8739007 | 25537800 | 39995520 | 0 | 0.3275 | 1487911 | 15000 | 12000 | 0 | 7321.529 | 266399900 | 9563172
13000 | 12000 | 27460 | 80 | 999999 | 9999999 | 1030497000 | 0.20905 | 62677890 | 85571550 | 21.9672 | 0 | 15.6969 | 5.9512 | 21381750 | 18934520 | 12252000 | 17478010 | 25537800 | 39995520 | 0 | 1.7467 | 7610241 | 80000.02 | 64000.01 | 0 | 8199.266 | 255142000 | 5994171
13000 | 13000 | 27460 | 90 | 999999 | 9999999 | 1030500000 | 0.20935 | 62391490 | 89892550 | 22.3926 | 0 | 15.1671 | 6.1124 | 21381750 | 18934520 | 13273000 | 18934520 | 25537800 | 39995520 | 0 | 1.965 | 8583155 | 90000.02 | 72000.02 | 0 | 8346.098 | 253387300 | 5525804
2000 | 14000 | 27460 | 10 | 999999 | 9999999 | 1030504000 | 0.20702 | 65275260 | 46421300 | 18.1853 | 0 | 24.5691 | 4.0208 | 3289500 | 2913002 | 14294000 | 20391020 | 25537800 | 39995520 | 0 | 0.21834 | 896033 | 10000 | 8000.001 | 0 | 6854.433 | 270138700 | 9210128
14000 | 7000 | 27460 | 35 | 999999 | 9999999 | 1030505000 | 0.2075 | 63892960 | 67261300 | 20.2529 | 0 | 18.5885 | 5.1857 | 23026500 | 20391020 | 7147000 | 10195510 | 25537800 | 39995520 | 0 | 0.76418 | 3355640 | 35000.01 | 28000.01 | 0 | 7616.086 | 262702100 | 8445631
14000 | 12000 | 22054 | 30 | 999999 | 9999999 | 1030569000 | 0.20733 | 64001560 | 65688720 | 20.0781 | 0 | 18.8896 | 5.1168 | 23026500 | 20391020 | 12252000 | 17478010 | 20510220 | 32121680 | 0 | 0.65501 | 2896240 | 30000.01 | 24000 | 0 | 7557.208 | 263516700 | 8744500
16000 | 5000 | 27460 | 30 | 999999 | 9999999 | 1030575000 | 0.20726 | 63924340 | 66858800 | 20.2403 | 0 | 18.6366 | 5.1797 | 26316000 | 23304020 | 5105000 | 7282506 | 25537800 | 39995520 | 0 | 0.65501 | 2951639 | 30000.01 | 24000 | 0 | 7620.705 | 263066200 | 8850192
| 15936 | 27460 | 15 | 999999 | 9999999 | 1030586000 | 0.20731 | 65258330 | 46758460 | 18.1697 | 0 | 24.4688 | 4.033 |  |  | 16270660 | 23210800 | 25537800 | 39995520 | 0 | 0.3275 | 1309906 | 15000 | 12000 | 0 | 6839.593 | 269836000 | 8777442
13000 | 14000 | 27460 | 100 | 999999 | 9999999 | 1030611000 | 0.20966 | 62112220 | 94213550 | 22.8176 | 0 | 14.6724 | 6.2695 | 21381750 | 18934520 | 14294000 | 20391020 | 25537800 | 39995520 | 0 | 2.1834 | 9542053 | 100000 | 80000.02 | 0 | 8493.09 | 251662500 | 5088575
13000 | 10000 | 27460 | 60 | 999999 | 9999999 | 1030633000 | 0.20846 | 63260170 | 76929550 | 21.1167 | 0 | 16.9013 | 5.6097 | 21381750 | 18934520 | 10210000 | 14565010 | 25537800 | 39995520 | 0 | 1.31 | 5690034 | 60000.01 | 48000.01 | 0 | 7905.309 | 258690700 | 6967830
16077 | 8000 | 22054 |  | 999999 | 9999999 | 1030646000 | 0.20597 | 64707600 | 55120860 | 19.2311 | 0 | 21.3769 | 4.5961 | 26442650 | 23416170 | 8168000 | 11652010 | 20510220 | 32121680 | [5 empty] | 0 | 7286.571 | 268082500 | 10939540
16000 | 10000 | 22054 | 25 | 999999 | 9999999 | 1030646000 | 0.20709 | 64033340 | 65286220 | 20.0657 | 0 | 18.9394 | 5.1106 | 26316000 | 23304020 | 10210000 | 14565010 | 20510220 | 32121680 | 0 | 0.54584 | 2490354 | 25000.01 | 20000 | 0 | 7561.848 | 263882500 | 9150949
9000 | 14000 | 27460 | 70 | 999999 | 9999999 | 1030683000 | 0.20895 | 63210100 | 77734550 | 21.1422 | 0 | 16.8108 | 5.6222 | 14802750 | 13108510 | 14294000 | 20391020 | 25537800 | 39995520 | 0 | 1.5284 | 6439464 | 70000.02 | 56000.01 | 0 | 7896.742 | 258015300 | 6217359
16077 | 4000 | 27460 | 20 | 999999 | 9999999 | 1030730000 | 0.20693 | 64212840 | 62664440 | 19.8468 | 0 | 19.4995 | 4.9824 | 26442650 | 23416170 | 4084000 | 5826005 | 25537800 | 39995520 | 0 | 0.43667 | 2015162 | 20000 | 16000 | 0 | 7485.618 | 264826600 | 9427264
3000 | 14000 | 27460 | 20 | 999999 | 9999999 | 1030764000 | 0.20744 | 64964520 | 51366050 | 18.6105 | 0 | 22.7422 | 4.3187 | 4934250 | 4369504 | 14294000 | 20391020 | 25537800 | 39995520 | 0 | 0.43667 | 1767138 | 20000 | 16000 | 0 | 7002.429 | 268263800 | 8631755
9000 | 13000 | 27460 | 60 | 999999 | 9999999 | 1030787000 | 0.20866 | 63503620 | 73413550 | 20.7167 | 0 | 17.4953 | 5.4415 | 14802750 | 13108510 | 13273000 | 18934520 | 25537800 | 39995520 | 0 | 1.31 | 5504644 | 60000.01 | 48000.01 | 0 | 7749.474 | 259799600 | 6711600
11000 | 7000 | 27460 | 10 | 999999 | 9999999 | 1030793000 | 0.20676 | 64786620 | 54077050 | 18.991 | 0 | 21.7585 | 4.511 | 18092250 | 16021510 | 7147000 | 10195510 | 25537800 | 39995520 | 0 | 0.21834 | 989703.2 | 10000 | 8000.001 | 0 | 7169.271 | 267894900 | 9724313
9000 | 14000 | 22054 | 10 | 999999 | 9999999 | 1030797000 | 0.20682 | 64864460 | 52906970 | 18.8279 | 0 | 22.1313 | 4.4396 | 14802750 | 13108510 | 14294000 | 20391020 | 20510220 | 32121680 | 0 | 0.21834 | 966049.5 | 10000 | 8000.001 | 0 | 7105.412 | 268348000 | 9618033
16000 | 8000 | 22054 |  | 999999 | 9999999 | 1030799000 | 0.20602 | 64726160 | 54994220 | 19.2005 | 0 | 21.3955 | 4.5923 | 26316000 | 23304020 | 8168000 | 11652010 | 20510220 | 32121680 | [5 empty] | 0 | 7274.409 | 268162800 | 10913270
14000 | 6000 | 27460 | 25 | 999999 | 9999999 | 1030811000 | 0.20722 | 64199910 | 62940300 | 19.8283 | 0 | 19.4575 | 4.9865 | 23026500 | 20391020 | 6126000 | 8739007 | 25537800 | 39995520 | 0 | 0.54584 | 2416608 | 25000.01 | 20000 | 0 | 7468.867 | 264542300 | 8996192
14000 | 4000 | 27460 |  | 999999 | 9999999 | 1030835000 | 0.20615 | 64884150 | 52648300 | 18.9641 | 0 | 22.1248 | 4.4499 | 23026500 | 20391020 | 4084000 | 5826005 | 25537800 | 39995520 | [5 empty] | 0 | 7180.584 | 268786800 | 10715390
9000 | 15936 | 27460 | 90 | 999999 | 9999999 | 1030841000 | 0.20959 | 62651700 | 86311210 | 21.9679 | 0 | 15.6052 | 5.9656 | 14802750 | 13108510 | 16270660 | 23210800 | 25537800 | 39995520 | 0 | 1.965 | 8310872 | 90000.02 | 72000.02 | 0 | 8181.147 | 254567300 | 5260787
7000 | 15936 | 22054 | 15 | 999999 | 9999999 | 1030865000 | 0.20711 | 64846680 | 53244130 | 18.8134 | 0 | 22.0556 | 4.4494 | 11513250 | 10195510 | 16270660 | 23210800 | 20510220 | 32121680 | 0 | 0.3275 | 1381677 | 15000 | 12000 | 0 | 7090.551 | 268041700 | 9181577
5000 | 12000 | 27460 | 15 | 999999 | 9999999 | 1030866000 | 0.2072 | 64998000 | 50963550 | 18.5997 | 0 | 22.8236 | 4.3084 | 8223750 | 7282506 | 12252000 | 17478010 | 25537800 | 39995520 | 0 | 0.3275 | 1353412 | 15000 | 12000 | 0 | 7007.159 | 268636700 | 9046055
16077 | 14000 | 22054 | 70 | 999999 | 9999999 | 1030893000 | 0.20872 | 62785400 | 84346860 | 21.8095 | 0 | 15.7921 | 5.9352 | 26442650 | 23416170 | 14294000 | 20391020 | 20510220 | 32121680 | 0 | 1.5284 | 6801614 | 70000.02 | 56000.01 | 0 | 8156.542 | 256163700 | 6641680
13000 | 14000 | 22054 | 45 | 999999 | 9999999 | 1030896000 | 0.20799 | 63668550 | 71035970 | 20.5159 | 0 | 17.8475 | 5.3654 | 21381750 | 18934520 | 14294000 | 20391020 | 20510220 | 32121680 | 0 | 0.98251 | 4253471 | 45000.01 | 36000.01 | 0 | 7699.647 | 261315700 | 7791242
16000 | 4000 | 27460 | 20 | 999999 | 9999999 | 1030902000 | 0.20698 | 64232620 | 62537800 | 19.8161 | 0 | 19.5102 | 4.9798 | 26316000 | 23304020 | 4084000 | 5826005 | 25537800 | 39995520 | 0 | 0.43667 | 2006413 | 20000 | 16000 | 0 | 7473.556 | 264912000 | 9406957
7000 | 10000 | 27460 | 10 | 999999 | 9999999 | 1030980000 | 0.20696 | 65032210 | 50561050 | 18.5889 | 0 | 22.9043 | 4.2981 | 11513250 | 10195510 | 10210000 | 14565010 | 25537800 | 39995520 | 0 | 0.21834 | 936264.3 | 10000 | 8000.001 | 0 | 7011.927 | 269012700 | 9463782
16077 | 13000 | 22054 | 60 | 999999 | 9999999 | 1031003000 | 0.20843 | 63079360 | 80025860 | 21.3844 | 0 | 16.3729 | 5.7673 | 26442650 | 23416170 | 13273000 | 18934520 | 20510220 | 32121680 | 0 | 1.31 | 5824620 | 60000.01 | 48000.01 | 0 | 8009.757 | 257949900 | 7141969
9000 | 12000 | 27460 | 50 | 999999 | 9999999 | 1031004000 | 0.20836 | 63804600 | 69092550 | 20.2906 | 0 | 18.2447 | 5.2545 | 14802750 | 13108510 | 12252000 | 17478010 | 25537800 | 39995520 | 0 | 1.0917 | 4561932 | 50000.01 | 40000.01 | 0 | 7602.296 | 261614900 | 7237664
11000 | 15936 | 22054 | 50 | 999999 | 9999999 | 1031027000 | 0.20828 | 63654880 | 71373130 | 20.5031 | 0 | 17.7968 | 5.3724 | 18092250 | 16021510 | 16270660 | 23210800 | 20510220 | 32121680 | 0 | 1.0917 | 4642588 | 50000.01 | 40000.01 | 0 | 7685.09 | 261026600 | 7374604
16077 | 15936 | 22054 | 90 | 999999 | 9999999 | 1031054000 | 0.20937 | 62227230 | 92923520 | 22.6343 | 0 | 14.753 | 6.2564 | 26442650 | 23416170 | 16270660 | 23210800 | 20510220 | 32121680 | 0 | 1.965 | 8745816 | 90000.02 | 72000.02 | 0 | 8440.116 | 252716700 | 5678791
11000 | 10000 | 27460 | 45 | 999999 | 9999999 | 1031056000 | 0.20812 | 63834740 | 68690050 | 20.2782 | 0 | 18.2924 | 5.2485 | 18092250 | 16021510 | 10210000 | 14565010 | 25537800 | 39995520 | 0 | 0.98251 | 4163640 | 45000.01 | 36000.01 | 0 | 7606.85 | 261973900 | 7636510
16000 | 14000 | 22054 | 70 | 999999 | 9999999 | 1031063000 | 0.20877 | 62805120 | 84220220 | 21.7789 | 0 | 15.7947 | 5.9342 | 26316000 | 23304020 | 14294000 | 20391020 | 20510220 | 32121680 | 0 | 1.5284 | 6783680 | 70000.02 | 56000.01 | 0 | 8144.585 | 256248800 | 6622049
2000 | 13000 | 27460 |  | 999999 | 9999999 | 1031068000 | 0.20675 | 65599260 | 42100300 | 17.7602 | 0 | 26.3478 | 3.7657 | 3289500 | 2913002 | 13273000 | 18934520 | 25537800 | 39995520 | [5 empty] | 0 | 6706.722 | 272050000 | 9827462
13000 | 8000 | 27460 | 40 | 999999 | 9999999 | 1031126000 | 0.20788 | 63866110 | 68287550 | 20.2655 | 0 | 18.3386 | 5.2428 | 21381750 | 18934520 | 8168000 | 11652010 | 25537800 | 39995520 | 0 | 0.87334 | 3759640 | 40000.01 | 32000.01 | 0 | 7611.468 | 262338000 | 8041070
5000 | 15936 | 27460 | 60 | 999999 | 9999999 | 1031145000 | 0.2089 | 63764940 | 69832210 | 20.2894 | 0 | 18.1379 | 5.2696 | 8223750 | 7282506 | 16270660 | 23210800 | 25537800 | 39995520 | 0 | 1.31 | 5331555 | 60000.01 | 48000.01 | 0 | 7583.39 | 260984100 | 6441237
16077 | 3000 | 27460 | 10 | 999999 | 9999999 | 1031172000 | 0.20665 | 64528790 | 58343440 | 19.4223 | 0 | 20.473 | 4.7745 | 26442650 | 23416170 | 3063000 | 4369504 | 25537800 | 39995520 | 0 | 0.21834 | 1061787 | 10000 | 8000.001 | 0 | 7338.563 | 266704400 | 10016810
16000 | 13000 | 22054 | 60 | 999999 | 9999999 | 1031173000 | 0.20847 | 63099030 | 79899220 | 21.3537 | 0 | 16.3767 | 5.766 | 26316000 | 23304020 | 13273000 | 18934520 | 20510220 | 32121680 | 0 | 1.31 | 5808893 | 60000.01 | 48000.01 | 0 | 7997.774 | 258034800 | 7121900
14000 | 5000 | 27460 | 15 | 999999 | 9999999 | 1031181000 | 0.20693 | 64511040 | 58619300 | 19.4038 | 0 | 20.4343 | 4.7776 | 23026500 | 20391020 | 5105000 | 7282506 | 25537800 | 39995520 | 0 | 0.3275 | 1487911 | 15000 | 12000 | 0 | 7321.529 | 266399900 | 9563172
13000 | 13000 | 22054 | 35 | 999999 | 9999999 | 1031191000 | 0.2077 | 63974700 | 66714970 | 20.0905 | 0 | 18.6306 | 5.1749 | 21381750 | 18934520 | 13273000 | 18934520 | 20510220 | 32121680 | 0 | 0.76418 | 3300240 | 35000.01 | 28000.01 | 0 | 7552.59 | 263152600 | 8339940
14000 | 12000 | 27460 | 90 | 999999 | 9999999 | 1031192000 | 0.2095 | 62396000 | 90516300 | 22.3926 | 0 | 15.0317 | 6.1583 | 23026500 | 20391020 | 12252000 | 17478010 | 25537800 | 39995520 | 0 | 1.965 | 8583155 | 90000.02 | 72000.02 | 0 | 8346.098 | 253387300 | 5525804
3000 | 13000 | 27460 | 10 | 999999 | 9999999 | 1031196000 | 0.20716 | 65279770 | 47045050 | 18.1853 | 0 | 24.2096 | 4.0777 | 4934250 | 4369504 | 13273000 | 18934520 | 25537800 | 39995520 | 0 | 0.21834 | 896033 | 10000 | 8000.001 | 0 | 6854.433 | 270138700 | 9210128
16077 | 12000 | 22054 | 50 | 999999 | 9999999 | 1031213000 | 0.20813 | 63379900 | 75704860 | 20.959 | 0 | 17.0032 | 5.5937 | 26442650 | 23416170 | 12252000 | 17478010 | 20510220 | 32121680 | 0 | 1.0917 | 4840415 | 50000.01 | 40000.01 | 0 | 7863.054 | 259763400 | 7670356
7000 | 13000 | 27460 | 45 | 999999 | 9999999 | 1031217000 | 0.20832 | 64078680 | 65174050 | 19.8768 | 0 | 19.0248 | 5.066 | 11513250 | 10195510 | 13273000 | 18934520 | 25537800 | 39995520 | 0 | 0.98251 | 4033809 | 45000.01 | 36000.01 | 0 | 7450.38 | 263084800 | 7376747
2000 | 15936 | 27460 | 35 | 999999 | 9999999 | 1031218000 | 0.20814 | 64644290 | 56647960 | 19.0214 | 0 | 21.1305 | 4.6118 | 3289500 | 2913002 | 16270660 | 23210800 | 25537800 | 39995520 | 0 | 0.76418 | 3037308 | 35000.01 | 28000.01 | 0 | 7135.754 | 266117300 | 7653161
14000 | 10000 | 27460 | 70 | 999999 | 9999999 | 1031219000 | 0.2089 | 62971080 | 81874300 | 21.542 | 0 | 16.118 | 5.8313 | 23026500 | 20391020 | 10210000 | 14565010 | 25537800 | 39995520 | 0 | 1.5284 | 6649827 | 70000.02 | 56000.01 | 0 | 8052.291 | 256906000 | 6470752
16000 | 15936 | 22054 | 90 | 999999 | 9999999 | 1031225000 | 0.20942 | 62246920 | 92796880 | 22.6037 | 0 | 14.7541 | 6.2558 | 26316000 | 23304020 | 16270660 | 23210800 | 20510220 | 32121680 | 0 | 1.965 | 8724999 | 90000.02 | 72000.02 | 0 | 8428.192 | 252801700 | 5659292
14000 | 13000 | 27460 | 100 | 999999 | 9999999 | 1031302000 | 0.2098 | 62116730 | 94837300 | 22.8176 | 0 | 14.5453 | 6.3145 | 23026500 | 20391020 | 13273000 | 18934520 | 25537800 | 39995520 | 0 | 2.1834 | 9542053 | 100000 | 80000.02 | 0 | 8493.09 | 251662500 | 5088575
14000 | 10000 | 22054 | 10 | 999999 | 9999999 | 1031323000 | 0.20676 | 64624770 | 57046720 | 19.2291 | 0 | 20.8118 | 4.7023 | 23026500 | 20391020 | 10210000 | 14565010 | 20510220 | 32121680 | 0 | 0.21834 | 1028407 | 10000 | 8000.001 | 0 | 7262.652 | 267236000 | 9883435
16000 | 3000 | 27460 | 10 | 999999 | 9999999 | 1031341000 | 0.2067 | 64548350 | 58216800 | 19.3915 | 0 | 20.487 | 4.7715 | 26316000 | 23304020 | 3063000 | 4369504 | 25537800 | 39995520 | 0 | 0.21834 | 1056458 | 10000 | 8000.001 | 0 | 7326.461 | 266788800 | 9995224
16000 | 12000 | 22054 | 50 | 999999 | 9999999 | 1031384000 | 0.20818 | 63399620 | 75578220 | 20.9283 | 0 | 17.0081 | 5.5922 | 26316000 | 23304020 | 12252000 | 17478010 | 20510220 | 32121680 | 0 | 1.0917 | 4826228 | 50000.01 | 40000.01 | 0 | 7851.054 | 259848500 | 7650360
11000 | 14000 | 22054 | 30 | 999999 | 9999999 | 1031426000 | 0.20766 | 64250260 | 62796470 | 19.6776 | 0 | 19.4546 | 4.9813 | 18092250 | 16021510 | 14294000 | 20391020 | 20510220 | 32121680 | 0 | 0.65501 | 2777019 | 30000.01 | 24000 | 0 | 7400.617 | 264628700 | 8484727
13000 | 7000 | 27460 | 30 | 999999 | 9999999 | 1031427000 | 0.20759 | 64172720 | 63966550 | 19.8404 | 0 | 19.1813 | 5.0459 | 21381750 | 18934520 | 7147000 | 10195510 | 25537800 | 39995520 | 0 | 0.65501 | 2822124 | 30000.01 | 24000 | 0 | 7464.231 | 264176800 | 8590113
16077 | 6000 | 27460 | 45 | 999999 | 9999999 | 1031428000 | 0.20802 | 63576460 | 72956450 | 20.7088 | 0 | 17.4376 | 5.4771 | 26442650 | 23416170 | 6126000 | 8739007 | 25537800 | 39995520 | 0 | 0.98251 | 4333743 | 45000.01 | 36000.01 | 0 | 7775.021 | 260781500 | 7917321
13000 | 10000 | 22054 |  | 999999 | 9999999 | 1031453000 | 0.20635 | 64961390 | 52101970 | 18.8021 | 0 | 22.2227 | 4.4314 | 21381750 | 18934520 | 10210000 | 14565010 | 20510220 | 32121680 | [5 empty] | 0 | 7116.455 | 269218700 | 10585420
5000 | 14000 | 27460 | 40 | 999999 | 9999999 | 1031460000 | 0.20828 | 64354700 | 61255550 | 19.4622 | 0 | 19.8938 | 4.8697 | 8223750 | 7282506 | 14294000 | 20391020 | 25537800 | 39995520 | 0 | 0.87334 | 3526382 | 40000.01 | 32000.01 | 0 | 7298.227 | 264562800 | 7521873
9000 | 13000 | 22054 |  | 999999 | 9999999 | 1031495000 | 0.20655 | 65197420 | 48585970 | 18.4018 | 0 | 23.4617 | 4.2093 | 14802750 | 13108510 | 13273000 | 18934520 | 20510220 | 32121680 | [5 empty] | 0 | 6958.501 | 270296600 | 10279710
13000 | 12000 | 22054 | 25 | 999999 | 9999999 | 1031501000 | 0.20742 | 64281910 | 62393970 | 19.6657 | 0 | 19.5094 | 4.9742 | 21381750 | 18934520 | 12252000 | 17478010 | 20510220 | 32121680 | 0 | 0.54584 | 2371756 | 25000.01 | 20000 | 0 | 7405.25 | 264993900 | 8890552
7000 | 12000 | 27460 | 35 | 999999 | 9999999 | 1031530000 | 0.20803 | 64386070 | 60853050 | 19.4506 | 0 | 19.9526 | 4.8619 | 11513250 | 10195510 | 12252000 | 17478010 | 25537800 | 39995520 | 0 | 0.76418 | 3122382 | 35000.01 | 28000.01 | 0 | 7302.845 | 264926900 | 7926434
11000 | 6000 | 27460 |  | 999999 | 9999999 | 1031539000 | 0.20648 | 65122700 | 49756050 | 18.5646 | 0 | 23.0228 | 4.2855 | 18092250 | 16021510 | 6126000 | 8739007 | 25537800 | 39995520 | [5 empty] | 0 | 7022.63 | 269856500 | 10401350
14000 | 8000 | 27460 | 50 | 999999 | 9999999 | 1031540000 | 0.20831 | 63565600 | 73232300 | 20.6911 | 0 | 17.4022 | 5.4802 | 23026500 | 20391020 | 8168000 | 11652010 | 25537800 | 39995520 | 0 | 1.0917 | 4721070 | 50000.01 | 40000.01 | 0 | 7758.431 | 260505800 | 7496262
9000 | 15936 | 22054 | 35 | 999999 | 9999999 | 1031544000 | 0.20795 | 64235700 | 63133620 | 19.6638 | 0 | 19.394 | 4.9897 | 14802750 | 13108510 | 16270660 | 23210800 | 20510220 | 32121680 | 0 | 0.76418 | 3174219 | 35000.01 | 28000.01 | 0 | 7385.968 | 264335900 | 8063567
3000 | 15936 | 27460 | 45 | 999999 | 9999999 | 1031584000 | 0.20857 | 64340550 | 61592700 | 19.448 | 0 | 19.8293 | 4.8787 | 4934250 | 4369504 | 16270660 | 23210800 | 25537800 | 39995520 | 0 | 0.98251 | 3922970 | 45000.01 | 36000.01 | 0 | 7283.584 | 264271600 | 7102471
14000 | 13000 | 22054 | 45 | 999999 | 9999999 | 1031588000 | 0.20813 | 63673060 | 71659720 | 20.5159 | 0 | 17.6596 | 5.4159 | 23026500 | 20391020 | 13273000 | 18934520 | 20510220 | 32121680 | 0 | 0.98251 | 4253471 | 45000.01 | 36000.01 | 0 | 7699.647 | 261315700 | 7791242
16000 | 6000 | 27460 | 45 | 999999 | 9999999 | 1031599000 | 0.20807 | 63596180 | 72829800 | 20.678 | 0 | 17.4435 | 5.4754 | 26316000 | 23304020 | 6126000 | 8739007 | 25537800 | 39995520 | 0 | 0.98251 | 4320703 | 45000.01 | 36000.01 | 0 | 7763.008 | 260866600 | 7897185
9000 | 10000 | 27460 | 30 | 999999 | 9999999 | 1031601000 | 0.20779 | 64417440 | 60450550 | 19.439 | 0 | 20.012 | 4.8541 | 14802750 | 13108510 | 10210000 | 14565010 | 25537800 | 39995520 | 0 | 0.65501 | 2718381 | 30000.01 | 24000 | 0 | 7307.463 | 265291000 | 8330995
11000 | 8000 | 27460 | 25 | 999999 | 9999999 | 1031674000 | 0.20755 | 64449010 | 60048050 | 19.4274 | 0 | 20.0716 | 4.8463 | 18092250 | 16021510 | 8168000 | 11652010 | 25537800 | 39995520 | 0 | 0.54584 | 2313488 | 25000.01 | 20000 | 0 | 7312.091 | 265655900 | 8736449
16077 | 5000 | 27460 | 35 | 999999 | 9999999 | 1031716000 | 0.20773 | 63882200 | 68635450 | 20.2837 | 0 | 18.1776 | 5.2906 | 26442650 | 23416170 | 5105000 | 7282506 | 25537800 | 39995520 | 0 | 0.76418 | 3366670 | 35000.01 | 28000.01 | 0 | 7628.123 | 262616700 | 8465676
3000 | 12000 | 27460 |  | 999999 | 9999999 | 1031759000 | 0.20688 | 65603770 | 42724050 | 17.7602 | 0 | 25.9299 | 3.8243 | 4934250 | 4369504 | 12252000 | 17478010 | 25537800 | 39995520 | [5 empty] | 0 | 6706.722 | 272050000 | 9827462
13000 | 6000 | 27460 | 20 | 999999 | 9999999 | 1031760000 | 0.20731 | 64481380 | 59645550 | 19.4157 | 0 | 20.1303 | 4.8386 | 21381750 | 18934520 | 6126000 | 8739007 | 25537800 | 39995520 | 0 | 0.43667 | 1904855 | 20000 | 16000 | 0 | 7316.763 | 266024200 | 9145650
11000 | 13000 | 22054 | 20 | 999999 | 9999999 | 1031764000 | 0.20738 | 64559270 | 58475470 | 19.2527 | 0 | 20.4392 | 4.7711 | 18092250 | 16021510 | 13273000 | 18934520 | 20510220 | 32121680 | 0 | 0.43667 | 1869985 | 20000 | 16000 | 0 | 7253.032 | 266477500 | 9040689
2000 | 14000 | 27460 | 15 | 999999 | 9999999 | 1031778000 | 0.20754 | 65250320 | 48071300 | 18.1956 | 0 | 23.7669 | 4.1462 | 3289500 | 2913002 | 14294000 | 20391020 | 25537800 | 39995520 | 0 | 0.3275 | 1312033 | 15000 | 12000 | 0 | 6849.678 | 269763700 | 8793551
16077 | 10000 | 22054 | 30 | 999999 | 9999999 | 1031781000 | 0.20756 | 63990770 | 67062860 | 20.1089 | 0 | 18.4646 | 5.2229 | 26442650 | 23416170 | 10210000 | 14565010 | 20510220 | 32121680 | 0 | 0.65501 | 2906399 | 30000.01 | 24000 | 0 | 7569.255 | 263431200 | 8764545
5000 | 15936 | 22054 |  | 999999 | 9999999 | 1031790000 | 0.2068 | 65454560 | 45004620 | 17.9739 | 0 | 24.8758 | 3.9802 | 8223750 | 7282506 | 16270660 | 23210800 | 20510220 | 32121680 | [5 empty] | 0 | 6790.438 | 271463700 | 9974592
5000 | 13000 | 27460 | 30 | 999999 | 9999999 | 1031791000 | 0.20799 | 64663260 | 56934550 | 19.0361 | 0 | 20.9383 | 4.6557 | 8223750 | 7282506 | 13273000 | 18934520 | 25537800 | 39995520 | 0 | 0.65501 | 2637599 | 30000.01 | 24000 | 0 | 7150.433 | 266409700 | 8074130
14000 | 7000 | 27460 | 40 | 999999 | 9999999 | 1031818000 | 0.20802 | 63870620 | 68911300 | 20.2655 | 0 | 18.1398 | 5.2941 | 23026500 | 20391020 | 7147000 | 10195510 | 25537800 | 39995520 | 0 | 0.87334 | 3759640 | 40000.01 | 32000.01 | 0 | 7611.468 | 262338000 | 8041070
| 15936 | 27460 | 20 | 999999 | 9999999 | 1031870000 | 0.20783 | 65234070 | 48408460 | 18.18 | 0 | 23.6723 | 4.1581 |  |  | 16270660 | 23210800 | 25537800 | 39995520 | 0 | 0.43667 | 1722748 | 20000 | 16000 | 0 | 6834.874 | 269463900 | 8364027
14000 | 12000 | 22054 | 35 | 999999 | 9999999 | 1031882000 | 0.20784 | 63979210 | 67338720 | 20.0905 | 0 | 18.4253 | 5.2266 | 23026500 | 20391020 | 12252000 | 17478010 | 20510220 | 32121680 | 0 | 0.76418 | 3300240 | 35000.01 | 28000.01 | 0 | 7552.59 | 263152600 | 8339940
16000 | 5000 | 27460 | 35 | 999999 | 9999999 | 1031888000 | 0.20778 | 63901990 | 68508800 | 20.2529 | 0 | 18.1851 | 5.2886 | 26316000 | 23304020 | 5105000 | 7282506 | 25537800 | 39995520 | 0 | 0.76418 | 3355640 | 35000.01 | 28000.01 | 0 | 7616.086 | 262702100 | 8445631
16000 | 10000 | 22054 | 30 | 999999 | 9999999 | 1031953000 | 0.2076 | 64010580 | 66936220 | 20.0781 | 0 | 18.4727 | 5.2208 | 26316000 | 23304020 | 10210000 | 14565010 | 20510220 | 32121680 | 0 | 0.65501 | 2896240 | 30000.01 | 24000 | 0 | 7557.208 | 263516700 | 8744500
16077 | 4000 | 27460 | 25 | 999999 | 9999999 | 1032022000 | 0.20745 | 64189090 | 64314440 | 19.8591 | 0 | 19.0048 | 5.0943 | 26442650 | 23416170 | 4084000 | 5826005 | 25537800 | 39995520 | 0 | 0.54584 | 2425617 | 25000.01 | 20000 | 0 | 7480.926 | 264456700 | 9016240
11000 | 13000 | 27460 | 80 | 999999 | 9999999 | 1032027000 | 0.20953 | 62929900 | 83303050 | 21.5678 | 0 | 15.8793 | 5.8911 | 18092250 | 16021510 | 13273000 | 18934520 | 25537800 | 39995520 | 0 | 1.7467 | 7378959 | 80000.02 | 64000.01 | 0 | 8043.956 | 256248900 | 5740609
11000 | 14000 | 27460 | 90 | 999999 | 9999999 | 1032038000 | 0.20983 | 62643960 | 87624050 | 21.9935 | 0 | 15.3273 | 6.0565 | 18092250 | 16021510 | 14294000 | 20391020 | 25537800 | 39995520 | 0 | 1.965 | 8326766 | 90000.02 | 72000.02 | 0 | 8191.075 | 254496200 | 5276651
11000 | 7000 | 27460 | 15 | 999999 | 9999999 | 1032050000 | 0.20727 | 64760580 | 55727050 | 19.0025 | 0 | 21.1391 | 4.6294 | 18092250 | 16021510 | 7147000 | 10195510 | 25537800 | 39995520 | 0 | 0.3275 | 1410772 | 15000 | 12000 | 0 | 7164.457 | 267515400 | 9302659
9000 | 14000 | 22054 | 15 | 999999 | 9999999 | 1032059000 | 0.20734 | 64838780 | 54556970 | 18.8391 | 0 | 21.4886 | 4.5591 | 14802750 | 13108510 | 14294000 | 20391020 | 20510220 | 32121680 | 0 | 0.3275 | 1385462 | 15000 | 12000 | 0 | 7100.617 | 267970000 | 9198039
16077 | 2000 | 27460 |  | 999999 | 9999999 | 1032061000 | 0.20638 | 64874330 | 54022440 | 18.9948 | 0 | 21.53 | 4.5654 | 26442650 | 23416170 | 2042000 | 2913002 | 25537800 | 39995520 | [5 empty] | 0 | 7192.747 | 268705400 | 10740480
3000 | 14000 | 27460 | 25 | 999999 | 9999999 | 1032065000 | 0.20795 | 64941380 | 53016050 | 18.6212 | 0 | 22.0574 | 4.4399 | 4934250 | 4369504 | 14294000 | 20391020 | 25537800 | 39995520 | 0 | 0.54584 | 2174786 | 25000.01 | 20000 | 0 | 6997.77 | 267896400 | 8223542
11000 | 12000 | 27460 | 70 | 999999 | 9999999 | 1032067000 | 0.20923 | 63219120 | 78982050 | 21.1422 | 0 | 16.4805 | 5.7192 | 18092250 | 16021510 | 12252000 | 17478010 | 25537800 | 39995520 | 0 | 1.5284 | 6439464 | 70000.02 | 56000.01 | 0 | 7896.742 | 258015300 | 6217359
13000 | 15936 | 22054 | 70 | 999999 | 9999999 | 1032090000 | 0.20915 | 63069370 | 81262620 | 21.3543 | 0 | 16.1295 | 5.827 | 21381750 | 18934520 | 16270660 | 23210800 | 20510220 | 32121680 | 0 | 1.5284 | 6548781 | 70000.02 | 56000.01 | 0 | 7979.208 | 257426800 | 6351318
14000 | 6000 | 27460 | 30 | 999999 | 9999999 | 1032119000 | 0.20773 | 64177230 | 64590300 | 19.8404 | 0 | 18.9631 | 5.0984 | 23026500 | 20391020 | 6126000 | 8739007 | 25537800 | 39995520 | 0 | 0.65501 | 2822124 | 30000.01 | 24000 | 0 | 7464.231 | 264176800 | 8590113
7000 | 15936 | 22054 | 20 | 999999 | 9999999 | 1032145000 | 0.20763 | 64822130 | 54894130 | 18.8244 | 0 | 21.4154 | 4.5689 | 11513250 | 10195510 | 16270660 | 23210800 | 20510220 | 32121680 | 0 | 0.43667 | 1795843 | 20000 | 16000 | 0 | 7085.817 | 267668400 | 8766836
5000 | 12000 | 27460 | 20 | 999999 | 9999999 | 1032148000 | 0.20771 | 64973540 | 52613550 | 18.6105 | 0 | 22.1351 | 4.4298 | 8223750 | 7282506 | 12252000 | 17478010 | 25537800 | 39995520 | 0 | 0.43667 | 1767138 | 20000 | 16000 | 0 | 7002.429 | 268263800 | 8631755
13000 | 5000 | 27460 | 10 | 999999 | 9999999 | 1032177000 | 0.20703 | 64795640 | 55324550 | 18.991 | 0 | 21.2025 | 4.6215 | 21381750 | 18934520 | 5105000 | 7282506 | 25537800 | 39995520 | 0 | 0.21834 | 989703.2 | 10000 | 8000.001 | 0 | 7169.271 | 267894900 | 9724313
11000 | 12000 | 22054 | 10 | 999999 | 9999999 | 1032180000 | 0.2071 | 64873490 | 54154470 | 18.8279 | 0 | 21.5558 | 4.5506 | 18092250 | 16021510 | 12252000 | 17478010 | 20510220 | 32121680 | 0 | 0.21834 | 966049.5 | 10000 | 8000.001 | 0 | 7105.412 | 268348000 | 9618033
16000 | 4000 | 27460 | 25 | 999999 | 9999999 | 1032195000 | 0.20749 | 64208930 | 64187800 | 19.8283 | 0 | 19.0142 | 5.092 | 26316000 | 23304020 | 4084000 | 5826005 | 25537800 | 39995520 | 0 | 0.54584 | 2416608 | 25000.01 | 20000 | 0 | 7468.867 | 264542300 | 8996192
16000 | 2000 | 27460 |  | 999999 | 9999999 | 1032218000 | 0.20642 | 64893180 | 53895800 | 18.9641 | 0 | 21.5487 | 4.5617 | 26316000 | 23304020 | 2042000 | 2913002 | 25537800 | 39995520 | [5 empty] | 0 | 7180.584 | 268786800 | 10715390
13000 | 14000 | 22054 | 50 | 999999 | 9999999 | 1032224000 | 0.20851 | 63647170 | 72685970 | 20.5287 | 0 | 17.4327 | 5.4713 | 21381750 | 18934520 | 14294000 | 20391020 | 20510220 | 32121680 | 0 | 1.0917 | 4652996 | 50000.01 | 40000.01 | 0 | 7695.08 | 260955600 | 7391163
7000 | 10000 | 27460 | 15 | 999999 | 9999999 | 1032250000 | 0.20747 | 65007020 | 52211050 | 18.5997 | 0 | 22.2111 | 4.42 | 11513250 | 10195510 | 10210000 | 14565010 | 25537800 | 39995520 | 0 | 0.3275 | 1353412 | 15000 | 12000 | 0 | 7007.159 | 268636700 | 9046055
7000 | 14000 | 27460 | 60 | 999999 | 9999999 | 1032341000 | 0.20913 | 63757130 | 71145050 | 20.3152 | 0 | 17.7594 | 5.3687 | 11513250 | 10195510 | 14294000 | 20391020 | 25537800 | 39995520 | 0 | 1.31 | 5341049 | 60000.01 | 48000.01 | 0 | 7593.39 | 260912700 | 6457467
9000 | 8000 | 27460 | 10 | 999999 | 9999999 | 1032363000 | 0.20723 | 65041240 | 51808550 | 18.5889 | 0 | 22.2865 | 4.4104 | 14802750 | 13108510 | 8168000 | 11652010 | 25537800 | 39995520 | 0 | 0.21834 | 936264.3 | 10000 | 8000.001 | 0 | 7011.927 | 269012700 | 9463782
7000 | 15936 | 27460 | 80 | 999999 | 9999999 | 1032374000 | 0.20977 | 63190470 | 79721700 | 21.1414 | 0 | 16.3808 | 5.7347 | 11513250 | 10195510 | 16270660 | 23210800 | 25537800 | 39995520 | 0 | 1.7467 | 7154505 | 80000.02 | 64000.01 | 0 | 7878.458 | 257430300 | 5472267
11000 | 10000 | 27460 | 50 | 999999 | 9999999 | 1032387000 | 0.20864 | 63813620 | 70340050 | 20.2906 | 0 | 17.855 | 5.3561 | 18092250 | 16021510 | 10210000 | 14565010 | 25537800 | 39995520 | 0 | 1.0917 | 4561932 | 50000.01 | 40000.01 | 0 | 7602.296 | 261614900 | 7237664
16077 | 3000 | 27460 | 15 | 999999 | 9999999 | 1032392000 | 0.20716 | 64500210 | 59993440 | 19.4346 | 0 | 19.9314 | 4.8886 | 26442650 | 23416170 | 3063000 | 4369504 | 25537800 | 39995520 | 0 | 0.3275 | 1494606 | 15000 | 12000 | 0 | 7333.615 | 266314300 | 9583387
16077 | 10000 | 27460 | 90 | 999999 | 9999999 | 1032404000 | 0.20973 | 62385260 | 91890450 | 22.4233 | 0 | 14.7646 | 6.2507 | 26442650 | 23416170 | 10210000 | 14565010 | 25537800 | 39995520 | 0 | 1.965 | 8603465 | 90000.02 | 72000.02 | 0 | 8358.028 | 253302100 | 5545053
16077 | 8000 | 27460 | 70 | 999999 | 9999999 | 1032432000 | 0.20913 | 62960340 | 83248450 | 21.5727 | 0 | 15.8101 | 5.9282 | 26442650 | 23416170 | 8168000 | 11652010 | 25537800 | 39995520 | 0 | 1.5284 | 6666832 | 70000.02 | 56000.01 | 0 | 8064.259 | 256820800 | 6490342
13000 | 8000 | 27460 | 45 | 999999 | 9999999 | 1032439000 | 0.2084 | 63843760 | 69937550 | 20.2782 | 0 | 17.9004 | 5.3505 | 21381750 | 18934520 | 8168000 | 11652010 | 25537800 | 39995520 | 0 | 0.98251 | 4163640 | 45000.01 | 36000.01 | 0 | 7606.85 | 261973900 | 7636510
14000 | 5000 | 27460 | 20 | 999999 | 9999999 | 1032452000 | 0.20745 | 64485890 | 60269300 | 19.4157 | 0 | 19.889 | 4.8925 | 23026500 | 20391020 | 5105000 | 7282506 | 25537800 | 39995520 | 0 | 0.43667 | 1904855 | 20000 | 16000 | 0 | 7316.763 | 266024200 | 9145650
3000 | 13000 | 27460 | 15 | 999999 | 9999999 | 1032470000 | 0.20768 | 65254830 | 48695050 | 18.1956 | 0 | 23.4281 | 4.203 | 4934250 | 4369504 | 13273000 | 18934520 | 25537800 | 39995520 | 0 | 0.3275 | 1312033 | 15000 | 12000 | 0 | 6849.678 | 269763700 | 8793551
13000 | 13000 | 22054 | 40 | 999999 | 9999999 | 1032504000 | 0.20823 | 63952350 | 68364970 | 20.1029 | 0 | 18.1776 | 5.2839 | 21381750 | 18934520 | 13273000 | 18934520 | 20510220 | 32121680 | 0 | 0.87334 | 3704240 | 40000.01 | 32000.01 | 0 | 7547.972 | 262788500 | 7935379
2000 | 15936 | 27460 | 40 | 999999 | 9999999 | 1032531000 | 0.20867 | 64621940 | 58297960 | 19.0325 | 0 | 20.5415 | 4.7283 | 3289500 | 2913002 | 16270660 | 23210800 | 25537800 | 39995520 | 0 | 0.87334 | 3441308 | 40000.01 | 32000.01 | 0 | 7131.136 | 265753200 | 7248600
16077 | 8000 | 22054 | 10 | 999999 | 9999999 | 1032535000 | 0.20699 | 64614070 | 58420860 | 19.2599 | 0 | 20.2884 | 4.8146 | 26442650 | 23416170 | 8168000 | 11652010 | 20510220 | 32121680 | 0 | 0.21834 | 1033776 | 10000 | 8000.001 | 0 | 7274.753 | 267150800 | 9904329
16077 | 7000 | 27460 | 60 | 999999 | 9999999 | 1032537000 | 0.20883 | 63253970 | 78927450 | 21.1475 | 0 | 16.4004 | 5.7578 | 26442650 | 23416170 | 7147000 | 10195510 | 25537800 | 39995520 | 0 | 1.31 | 5705175 | 60000.01 | 48000.01 | 0 | 7917.298 | 258605500 | 6987708
7000 | 13000 | 27460 | 50 | 999999 | 9999999 | 1032555000 | 0.20884 | 64057940 | 66824050 | 19.8887 | 0 | 18.5493 | 5.1763 | 11513250 | 10195510 | 13273000 | 18934520 | 25537800 | 39995520 | 0 | 1.0917 | 4430342 | 50000.01 | 40000.01 | 0 | 7445.847 | 262727400 | 6979663
14000 | 10000 | 22054 | 15 | 999999 | 9999999 | 1032564000 | 0.20728 | 64597670 | 58696720 | 19.241 | 0 | 20.2477 | 4.8181 | 23026500 | 20391020 | 10210000 | 14565010 | 20510220 | 32121680 | 0 | 0.3275 | 1454357 | 15000 | 12000 | 0 | 7257.783 | 266852100 | 9456894
16000 | 3000 | 27460 | 15 | 999999 | 9999999 | 1032564000 | 0.20721 | 64520060 | 59866800 | 19.4038 | 0 | 19.9433 | 4.8858 | 26316000 | 23304020 | 3063000 | 4369504 | 25537800 | 39995520 | 0 | 0.3275 | 1487911 | 15000 | 12000 | 0 | 7321.529 | 266399900 | 9563172
16000 | 10000 | 27460 | 90 | 999999 | 9999999 | 1032575000 | 0.20978 | 62405020 | 91763800 | 22.3926 | 0 | 14.7656 | 6.2502 | 26316000 | 23304020 | 10210000 | 14565010 | 25537800 | 39995520 | 0 | 1.965 | 8583155 | 90000.02 | 72000.02 | 0 | 8346.098 | 253387300 | 5525804
16000 | 8000 | 27460 | 70 | 999999 | 9999999 | 1032603000 | 0.20918 | 62980100 | 83121800 | 21.542 | 0 | 15.8127 | 5.9271 | 26316000 | 23304020 | 8168000 | 11652010 | 25537800 | 39995520 | 0 | 1.5284 | 6649827 | 70000.02 | 56000.01 | 0 | 8052.291 | 256906000 | 6470752
| 14000 | 27460 |  | 999999 | 9999999 | 1032631000 | 0.20723 | 65853420 | 39831800 | 17.356 | 0 | 27.2788 | 3.6411 |  |  | 14294000 | 20391020 | 25537800 | 39995520 | [5 empty] | 0 | 6548.769 | 273165800 | 9559670
14000 | 14000 | 22054 | 60 | 999999 | 9999999 | 1032699000 | 0.20895 | 63350720 | 77630720 | 20.9545 | 0 | 16.5904 | 5.7002 | 23026500 | 20391020 | 14294000 | 20391020 | 20510220 | 32121680 | 0 | 1.31 | 5611945 | 60000.01 | 48000.01 | 0 | 7842.072 | 259140400 | 6863553
16000 | 8000 | 22054 | 10 | 999999 | 9999999 | 1032706000 | 0.20704 | 64633790 | 58294220 | 19.2291 | 0 | 20.3016 | 4.8117 | 26316000 | 23304020 | 8168000 | 11652010 | 20510220 | 32121680 | 0 | 0.21834 | 1028407 | 10000 | 8000.001 | 0 | 7262.652 | 267236000 | 9883435
16000 | 7000 | 27460 | 60 | 999999 | 9999999 | 1032708000 | 0.20888 | 63273700 | 78800800 | 21.1167 | 0 | 16.4042 | 5.7565 | 26316000 | 23304020 | 7147000 | 10195510 | 25537800 | 39995520 | 0 | 1.31 | 5690034 | 60000.01 | 48000.01 | 0 | 7905.309 | 258690700 | 6967830
11000 | 14000 | 22054 | 35 | 999999 | 9999999 | 1032740000 | 0.20818 | 64227920 | 64446470 | 19.6895 | 0 | 18.9578 | 5.0935 | 18092250 | 16021510 | 14294000 | 20391020 | 20510220 | 32121680 | 0 | 0.76418 | 3181019 | 35000.01 | 28000.01 | 0 | 7395.999 | 264264600 | 8080166
13000 | 7000 | 27460 | 35 | 999999 | 9999999 | 1032741000 | 0.20811 | 64150370 | 65616550 | 19.8525 | 0 | 18.6989 | 5.1573 | 21381750 | 18934520 | 7147000 | 10195510 | 25537800 | 39995520 | 0 | 0.76418 | 3226124 | 35000.01 | 28000.01 | 0 | 7459.613 | 263812700 | 8185553
14000 | 15936 | 22054 | 80 | 999999 | 9999999 | 1032747000 | 0.20959 | 62785000 | 86207380 | 21.7797 | 0 | 15.4149 | 6.0421 | 23026500 | 20391020 | 16270660 | 23210800 | 20510220 | 32121680 | 0 | 1.7467 | 7498709 | 80000.02 | 64000.01 | 0 | 8126.302 | 255661900 | 5874931
16077 | 6000 | 27460 | 50 | 999999 | 9999999 | 1032753000 | 0.20854 | 63554860 | 74606450 | 20.7218 | 0 | 17.0409 | 5.582 | 26442650 | 23416170 | 6126000 | 8739007 | 25537800 | 39995520 | 0 | 1.0917 | 4734270 | 50000.01 | 40000.01 | 0 | 7770.443 | 260420500 | 7516238
5000 | 14000 | 27460 | 45 | 999999 | 9999999 | 1032778000 | 0.2088 | 64332690 | 62905550 | 19.4738 | 0 | 19.3731 | 4.9827 | 8223750 | 7282506 | 14294000 | 20391020 | 25537800 | 39995520 | 0 | 0.98251 | 3928811 | 45000.01 | 36000.01 | 0 | 7293.626 | 264200100 | 7118885
13000 | 12000 | 22054 | 30 | 999999 | 9999999 | 1032810000 | 0.20794 | 64259290 | 64043970 | 19.6776 | 0 | 19.0096 | 5.0869 | 21381750 | 18934520 | 12252000 | 17478010 | 20510220 | 32121680 | 0 | 0.65501 | 2777019 | 30000.01 | 24000 | 0 | 7400.617 | 264628700 | 8484727
7000 | 12000 | 27460 | 40 | 999999 | 9999999 | 1032844000 | 0.20856 | 64363720 | 62503050 | 19.4622 | 0 | 19.4288 | 4.9754 | 11513250 | 10195510 | 12252000 | 17478010 | 25537800 | 39995520 | 0 | 0.87334 | 3526382 | 40000.01 | 32000.01 | 0 | 7298.227 | 264562800 | 7521873
9000 | 15936 | 22054 | 40 | 999999 | 9999999 | 1032857000 | 0.20847 | 64213360 | 64783620 | 19.6757 | 0 | 18.9002 | 5.1015 | 14802750 | 13108510 | 16270660 | 23210800 | 20510220 | 32121680 | 0 | 0.87334 | 3578219 | 40000.01 | 32000.01 | 0 | 7381.35 | 263971700 | 7659006
14000 | 4000 | 27460 | 10 | 999999 | 9999999 | 1032868000 | 0.20717 | 64800150 | 55948300 | 18.991 | 0 | 20.9332 | 4.6768 | 23026500 | 20391020 | 4084000 | 5826005 | 25537800 | 39995520 | 0 | 0.21834 | 989703.2 | 10000 | 8000.001 | 0 | 7169.271 | 267894900 | 9724313
16077 | 15936 | 13405 |  | 999999 | 9999999 | 1032882000 | 0.20656 | 64852010 | 55179950 | 18.9474 | 0 | 21.0771 | 4.6572 | 26442650 | 23416170 | 16270660 | 23210800 | 12466650 | 19524400 | [5 empty] | 0 | 7173.95 | 268831400 | 10701790
9000 | 10000 | 27460 | 35 | 999999 | 9999999 | 1032914000 | 0.20831 | 64395100 | 62100550 | 19.4506 | 0 | 19.4844 | 4.9682 | 14802750 | 13108510 | 10210000 | 14565010 | 25537800 | 39995520 | 0 | 0.76418 | 3122382 | 35000.01 | 28000.01 | 0 | 7302.845 | 264926900 | 7926434
14000 | 13000 | 22054 | 50 | 999999 | 9999999 | 1032915000 | 0.20865 | 63651680 | 73309720 | 20.5287 | 0 | 17.2516 | 5.5217 | 23026500 | 20391020 | 13273000 | 18934520 | 20510220 | 32121680 | 0 | 1.0917 | 4652996 | 50000.01 | 40000.01 | 0 | 7695.08 | 260955600 | 7391163
13000 | 4000 | 27460 |  | 999999 | 9999999 | 1032922000 | 0.20676 | 65131720 | 51003550 | 18.5646 | 0 | 22.3949 | 4.3992 | 21381750 | 18934520 | 4084000 | 5826005 | 25537800 | 39995520 | [5 empty] | 0 | 7022.63 | 269856500 | 10401350
3000 | 15936 | 27460 | 50 | 999999 | 9999999 | 1032923000 | 0.20909 | 64319930 | 63242700 | 19.4594 | 0 | 19.3095 | 4.9919 | 4934250 | 4369504 | 16270660 | 23210800 | 25537800 | 39995520 | 0 | 1.0917 | 4318970 | 50000.01 | 40000.01 | 0 | 7279.057 | 263914800 | 6705921
16000 | 6000 | 27460 | 50 | 999999 | 9999999 | 1032924000 | 0.20859 | 63574620 | 74479800 | 20.6911 | 0 | 17.0459 | 5.5804 | 26316000 | 23304020 | 6126000 | 8739007 | 25537800 | 39995520 | 0 | 1.0917 | 4721070 | 50000.01 | 40000.01 | 0 | 7758.431 | 260505800 | 7496262
11000 | 8000 | 27460 | 30 | 999999 | 9999999 | 1032984000 | 0.20807 | 64426470 | 61698050 | 19.439 | 0 | 19.5405 | 4.9609 | 18092250 | 16021510 | 8168000 | 11652010 | 25537800 | 39995520 | 0 | 0.65501 | 2718381 | 30000.01 | 24000 | 0 | 7307.463 | 265291000 | 8330995
7000 | 14000 | 22054 |  | 999999 | 9999999 | 1032988000 | 0.20703 | 65446920 | 46317470 | 17.9997 | 0 | 24.1396 | 4.0964 | 11513250 | 10195510 | 14294000 | 20391020 | 20510220 | 32121680 | [5 empty] | 0 | 6800.547 | 271393100 | 9992511
9000 | 7000 | 27460 |  | 999999 | 9999999 | 1033007000 | 0.20696 | 65370580 | 47487550 | 18.1631 | 0 | 23.6679 | 4.1743 | 14802750 | 13108510 | 7147000 | 10195510 | 25537800 | 39995520 | [5 empty] | 0 | 6864.676 | 270946200 | 10107410
16077 | 5000 | 27460 | 40 | 999999 | 9999999 | 1033030000 | 0.20825 | 63859850 | 70285450 | 20.2963 | 0 | 17.7453 | 5.3986 | 26442650 | 23416170 | 5105000 | 7282506 | 25537800 | 39995520 | 0 | 0.87334 | 3770670 | 40000.01 | 32000.01 | 0 | 7623.504 | 262252600 | 8061115
16000 | 15936 | 13405 |  | 999999 | 9999999 | 1033040000 | 0.20661 | 64870920 | 55053300 | 18.9167 | 0 | 21.0944 | 4.6537 | 26316000 | 23304020 | 16270660 | 23210800 | 12466650 | 19524400 | [5 empty] | 0 | 7161.788 | 268913100 | 10676960
13000 | 6000 | 27460 | 25 | 999999 | 9999999 | 1033058000 | 0.20783 | 64458030 | 61295550 | 19.4274 | 0 | 19.5967 | 4.9536 | 21381750 | 18934520 | 6126000 | 8739007 | 25537800 | 39995520 | 0 | 0.54584 | 2313488 | 25000.01 | 20000 | 0 | 7312.091 | 265655900 | 8736449
2000 | 14000 | 27460 | 20 | 999999 | 9999999 | 1033062000 | 0.20806 | 65226040 | 49721300 | 18.2059 | 0 | 23.0114 | 4.2708 | 3289500 | 2913002 | 14294000 | 20391020 | 25537800 | 39995520 | 0 | 0.43667 | 1724929 | 20000 | 16000 | 0 | 6844.958 | 269391600 | 8380082
11000 | 13000 | 22054 | 25 | 999999 | 9999999 | 1033063000 | 0.2079 | 64535960 | 60125470 | 19.2642 | 0 | 19.8883 | 4.887 | 18092250 | 16021510 | 13273000 | 18934520 | 20510220 | 32121680 | 0 | 0.54584 | 2278424 | 25000.01 | 20000 | 0 | 7248.363 | 266109400 | 8631684
16077 | 10000 | 22054 | 35 | 999999 | 9999999 | 1033094000 | 0.20808 | 63968420 | 68712860 | 20.1213 | 0 | 18.0177 | 5.3322 | 26442650 | 23416170 | 10210000 | 14565010 | 20510220 | 32121680 | 0 | 0.76418 | 3310400 | 35000.01 | 28000.01 | 0 | 7564.636 | 263067100 | 8359985
5000 | 13000 | 27460 | 35 | 999999 | 9999999 | 1033104000 | 0.20851 | 64640910 | 58584550 | 19.0472 | 0 | 20.3575 | 4.7727 | 8223750 | 7282506 | 13273000 | 18934520 | 25537800 | 39995520 | 0 | 0.76418 | 3041599 | 35000.01 | 28000.01 | 0 | 7145.814 | 266045600 | 7669570
14000 | 7000 | 27460 | 45 | 999999 | 9999999 | 1033131000 | 0.20854 | 63848270 | 70561300 | 20.2782 | 0 | 17.7091 | 5.4017 | 23026500 | 20391020 | 7147000 | 10195510 | 25537800 | 39995520 | 0 | 0.98251 | 4163640 | 45000.01 | 36000.01 | 0 | 7606.85 | 261973900 | 7636510
5000 | 10000 | 27460 |  | 999999 | 9999999 | 1033143000 | 0.20716 | 65612800 | 43971550 | 17.7602 | 0 | 25.1279 | 3.9418 | 8223750 | 7282506 | 10210000 | 14565010 | 25537800 | 39995520 | [5 empty] | 0 | 6706.722 | 272050000 | 9827462
| 15936 | 27460 | 25 | 999999 | 9999999 | 1033174000 | 0.20835 | 65211080 | 50058460 | 18.1901 | 0 | 22.9206 | 4.2826 |  |  | 16270660 | 23210800 | 25537800 | 39995520 | 0 | 0.54584 | 2129733 | 25000.01 | 20000 | 0 | 6830.221 | 269097100 | 7956478
14000 | 12000 | 22054 | 40 | 999999 | 9999999 | 1033195000 | 0.20836 | 63956860 | 68988720 | 20.1029 | 0 | 17.9801 | 5.3356 | 23026500 | 20391020 | 12252000 | 17478010 | 20510220 | 32121680 | 0 | 0.87334 | 3704240 | 40000.01 | 32000.01 | 0 | 7547.972 | 262788500 | 7935379
16000 | 5000 | 27460 | 40 | 999999 | 9999999 | 1033201000 | 0.2083 | 63879640 | 70158800 | 20.2655 | 0 | 17.7518 | 5.3968 | 26316000 | 23304020 | 5105000 | 7282506 | 25537800 | 39995520 | 0 | 0.87334 | 3759640 | 40000.01 | 32000.01 | 0 | 7611.468 | 262338000 | 8041070
16000 | 10000 | 22054 | 35 | 999999 | 9999999 | 1033266000 | 0.20812 | 63988240 | 68586220 | 20.0905 | 0 | 18.0248 | 5.3303 | 26316000 | 23304020 | 10210000 | 14565010 | 20510220 | 32121680 | 0 | 0.76418 | 3300240 | 35000.01 | 28000.01 | 0 | 7552.59 | 263152600 | 8339940
11000 | 7000 | 27460 | 20 | 999999 | 9999999 | 1033330000 | 0.20779 | 64735980 | 57377050 | 19.0138 | 0 | 20.5486 | 4.7474 | 18092250 | 16021510 | 7147000 | 10195510 | 25537800 | 39995520 | 0 | 0.43667 | 1825175 | 20000 | 16000 | 0 | 7159.72 | 267141900 | 8887681
16077 | 4000 | 27460 | 30 | 999999 | 9999999 | 1033330000 | 0.20797 | 64166410 | 65964440 | 19.8712 | 0 | 18.5298 | 5.2059 | 26442650 | 23416170 | 4084000 | 5826005 | 25537800 | 39995520 | 0 | 0.65501 | 2831181 | 30000.01 | 24000 | 0 | 7476.29 | 264091200 | 8610113
9000 | 14000 | 22054 | 20 | 999999 | 9999999 | 1033339000 | 0.20786 | 64814220 | 56206970 | 18.8502 | 0 | 20.8772 | 4.6781 | 14802750 | 13108510 | 14294000 | 20391020 | 20510220 | 32121680 | 0 | 0.43667 | 1799681 | 20000 | 16000 | 0 | 7095.882 | 267596700 | 8783244
16077 | 7000 | 22054 |  | 999999 | 9999999 | 1033368000 | 0.20672 | 64955910 | 54099860 | 18.8329 | 0 | 21.3381 | 4.6039 | 26442650 | 23416170 | 7147000 | 10195510 | 20510220 | 32121680 | [5 empty] | 0 | 7128.617 | 269136500 | 10609800
3000 | 14000 | 27460 | 30 | 999999 | 9999999 | 1033378000 | 0.20848 | 64919040 | 54666050 | 18.6318 | 0 | 21.408 | 4.5605 | 4934250 | 4369504 | 14294000 | 20391020 | 25537800 | 39995520 | 0 | 0.65501 | 2578786 | 30000.01 | 24000 | 0 | 6993.151 | 267532300 | 7818981
13000 | 12000 | 27460 | 90 | 999999 | 9999999 | 1033421000 | 0.21011 | 62652980 | 88871550 | 21.9935 | 0 | 15.0491 | 6.1497 | 21381750 | 18934520 | 12252000 | 17478010 | 25537800 | 39995520 | 0 | 1.965 | 8326766 | 90000.02 | 72000.02 | 0 | 8191.075 | 254496200 | 5276651
14000 | 6000 | 27460 | 35 | 999999 | 9999999 | 1033432000 | 0.20825 | 64154880 | 66240300 | 19.8525 | 0 | 18.4896 | 5.2097 | 23026500 | 20391020 | 6126000 | 8739007 | 25537800 | 39995520 | 0 | 0.76418 | 3226124 | 35000.01 | 28000.01 | 0 | 7459.613 | 263812700 | 8185553
13000 | 5000 | 27460 | 15 | 999999 | 9999999 | 1033434000 | 0.20755 | 64769600 | 56974550 | 19.0025 | 0 | 20.61 | 4.7396 | 21381750 | 18934520 | 5105000 | 7282506 | 25537800 | 39995520 | 0 | 0.3275 | 1410772 | 15000 | 12000 | 0 | 7164.457 | 267515400 | 9302659
11000 | 12000 | 22054 | 15 | 999999 | 9999999 | 1033443000 | 0.20762 | 64847800 | 55804470 | 18.8391 | 0 | 20.9416 | 4.6699 | 18092250 | 16021510 | 12252000 | 17478010 | 20510220 | 32121680 | 0 | 0.3275 | 1385462 | 15000 | 12000 | 0 | 7100.617 | 267970000 | 9198039
7000 | 15936 | 22054 | 25 | 999999 | 9999999 | 1033446000 | 0.20815 | 64798920 | 56544130 | 18.8354 | 0 | 20.8059 | 4.6878 | 11513250 | 10195510 | 16270660 | 23210800 | 20510220 | 32121680 | 0 | 0.54584 | 2203820 | 25000.01 | 20000 | 0 | 7081.153 | 267300800 | 8358293
5000 | 12000 | 27460 | 25 | 999999 | 9999999 | 1033449000 | 0.20823 | 64950410 | 54263550 | 18.6212 | 0 | 21.4816 | 4.5507 | 8223750 | 7282506 | 12252000 | 17478010 | 25537800 | 39995520 | 0 | 0.54584 | 2174786 | 25000.01 | 20000 | 0 | 6997.77 | 267896400 | 8223542
13000 | 10000 | 27460 | 70 | 999999 | 9999999 | 1033450000 | 0.20951 | 63228140 | 80229550 | 21.1422 | 0 | 16.1595 | 5.8165 | 21381750 | 18934520 | 10210000 | 14565010 | 25537800 | 39995520 | 0 | 1.5284 | 6439464 | 70000.02 | 56000.01 | 0 | 7896.742 | 258015300 | 6217359
2000 | 13000 | 27460 | 10 | 999999 | 9999999 | 1033502000 | 0.20778 | 65541820 | 45400300 | 17.7806 | 0 | 24.5534 | 4.0231 | 3289500 | 2913002 | 13273000 | 18934520 | 25537800 | 39995520 | 0 | 0.21834 | 866935.7 | 10000 | 8000.001 | 0 | 6696.812 | 271268600 | 8959323
16000 | 4000 | 27460 | 30 | 999999 | 9999999 | 1033503000 | 0.20801 | 64186260 | 65837800 | 19.8404 | 0 | 18.5381 | 5.2037 | 26316000 | 23304020 | 4084000 | 5826005 | 25537800 | 39995520 | 0 | 0.65501 | 2822124 | 30000.01 | 24000 | 0 | 7464.231 | 264176800 | 8590113
16000 | 7000 | 22054 |  | 999999 | 9999999 | 1033528000 | 0.20677 | 64974930 | 53973220 | 18.8021 | 0 | 21.3561 | 4.6003 | 26316000 | 23304020 | 7147000 | 10195510 | 20510220 | 32121680 | [5 empty] | 0 | 7116.455 | 269218700 | 10585420
7000 | 10000 | 27460 | 20 | 999999 | 9999999 | 1033531000 | 0.20799 | 64982570 | 53861050 | 18.6105 | 0 | 21.5545 | 4.5412 | 11513250 | 10195510 | 10210000 | 14565010 | 25537800 | 39995520 | 0 | 0.43667 | 1767138 | 20000 | 16000 | 0 | 7002.429 | 268263800 | 8631755
13000 | 13000 | 27460 | 100 | 999999 | 9999999 | 1033546000 | 0.21041 | 62374660 | 93192550 | 22.4185 | 0 | 14.5521 | 6.3091 | 21381750 | 18934520 | 13273000 | 18934520 | 25537800 | 39995520 | 0 | 2.1834 | 9262321 | 100000 | 80000.02 | 0 | 8338.334 | 252775200 | 4845695
13000 | 10000 | 22054 | 10 | 999999 | 9999999 | 1033564000 | 0.20738 | 64882510 | 55401970 | 18.8279 | 0 | 21.0045 | 4.6619 | 21381750 | 18934520 | 10210000 | 14565010 | 20510220 | 32121680 | 0 | 0.21834 | 966049.5 | 10000 | 8000.001 | 0 | 7105.412 | 268348000 | 9618033
9000 | 14000 | 27460 | 80 | 999999 | 9999999 | 1033570000 | 0.21 | 63182700 | 81034550 | 21.1671 | 0 | 16.0705 | 5.8292 | 14802750 | 13108510 | 14294000 | 20391020 | 25537800 | 39995520 | 0 | 1.7467 | 7167464 | 80000.02 | 64000.01 | 0 | 7888.419 | 257359200 | 5488349
14000 | 3000 | 27460 |  | 999999 | 9999999 | 1033614000 | 0.2069 | 65136230 | 51627300 | 18.5646 | 0 | 22.0915 | 4.4562 | 23026500 | 20391020 | 3063000 | 4369504 | 25537800 | 39995520 | [5 empty] | 0 | 7022.63 | 269856500 | 10401350
9000 | 13000 | 27460 | 70 | 999999 | 9999999 | 1033624000 | 0.20971 | 63472920 | 76713550 | 20.7411 | 0 | 16.6974 | 5.6533 | 14802750 | 13108510 | 13273000 | 18934520 | 25537800 | 39995520 | 0 | 1.5284 | 6247958 | 70000.02 | 56000.01 | 0 | 7740.977 | 259129700 | 5967255
9000 | 8000 | 27460 | 15 | 999999 | 9999999 | 1033633000 | 0.20775 | 65016040 | 53458550 | 18.5997 | 0 | 21.6255 | 4.532 | 14802750 | 13108510 | 8168000 | 11652010 | 25537800 | 39995520 | 0 | 0.3275 | 1353412 | 15000 | 12000 | 0 | 7007.159 | 268636700 | 9046055
16077 | 3000 | 27460 | 20 | 999999 | 9999999 | 1033662000 | 0.20768 | 64475010 | 61643440 | 19.4466 | 0 | 19.4092 | 5.003 | 26442650 | 23416170 | 3063000 | 4369504 | 25537800 | 39995520 | 0 | 0.43667 | 1911800 | 20000 | 16000 | 0 | 7328.846 | 265938300 | 9165615
9000 | 12000 | 27460 | 60 | 999999 | 9999999 | 1033724000 | 0.20941 | 63766150 | 72392550 | 20.3152 | 0 | 17.3865 | 5.4697 | 14802750 | 13108510 | 12252000 | 17478010 | 25537800 | 39995520 | 0 | 1.31 | 5341049 | 60000.01 | 48000.01 | 0 | 7593.39 | 260912700 | 6457467
11000 | 15936 | 22054 | 60 | 999999 | 9999999 | 1033739000 | 0.20933 | 63615900 | 74673130 | 20.5282 | 0 | 16.9814 | 5.5844 | 18092250 | 16021510 | 16270660 | 23210800 | 20510220 | 32121680 | 0 | 1.31 | 5424167 | 60000.01 | 48000.01 | 0 | 7676.156 | 260322200 | 6591940
11000 | 6000 | 27460 | 10 | 999999 | 9999999 | 1033747000 | 0.20751 | 65050260 | 53056050 | 18.5889 | 0 | 21.6959 | 4.523 | 18092250 | 16021510 | 6126000 | 8739007 | 25537800 | 39995520 | 0 | 0.21834 | 936264.3 | 10000 | 8000.001 | 0 | 7011.927 | 269012700 | 9463782
14000 | 5000 | 27460 | 25 | 999999 | 9999999 | 1033750000 | 0.20797 | 64462540 | 61919300 | 19.4274 | 0 | 19.3659 | 5.0073 | 23026500 | 20391020 | 5105000 | 7282506 | 25537800 | 39995520 | 0 | 0.54584 | 2313488 | 25000.01 | 20000 | 0 | 7312.091 | 265655900 | 8736449
3000 | 13000 | 27460 | 20 | 999999 | 9999999 | 1033754000 | 0.2082 | 65230560 | 50345050 | 18.2059 | 0 | 22.6914 | 4.3274 | 4934250 | 4369504 | 13273000 | 18934520 | 25537800 | 39995520 | 0 | 0.43667 | 1724929 | 20000 | 16000 | 0 | 6844.958 | 269391600 | 8380082
9000 | 13000 | 22054 | 10 | 999999 | 9999999 | 1033762000 | 0.20758 | 65128860 | 51885970 | 18.4252 | 0 | 22.0734 | 4.4504 | 14802750 | 13108510 | 13273000 | 18934520 | 20510220 | 32121680 | 0 | 0.21834 | 918357.9 | 10000 | 8000.001 | 0 | 6948.003 | 269468900 | 9360076
13000 | 8000 | 27460 | 50 | 999999 | 9999999 | 1033771000 | 0.20892 | 63822640 | 71587550 | 20.2906 | 0 | 17.4777 | 5.458 | 21381750 | 18934520 | 8168000 | 11652010 | 25537800 | 39995520 | 0 | 1.0917 | 4561932 | 50000.01 | 40000.01 | 0 | 7602.296 | 261614900 | 7237664
16077 | 14000 | 22054 | 80 | 999999 | 9999999 | 1033773000 | 0.20977 | 62757580 | 87646860 | 21.8359 | 0 | 15.1381 | 6.1349 | 26442650 | 23416170 | 14294000 | 20391020 | 20510220 | 32121680 | 0 | 1.7467 | 7531577 | 80000.02 | 64000.01 | 0 | 8148.198 | 255505900 | 5910703
16077 | 8000 | 22054 | 15 | 999999 | 9999999 | 1033774000 | 0.20751 | 64586800 | 60070860 | 19.2719 | 0 | 19.7492 | 4.9298 | 26442650 | 23416170 | 8168000 | 11652010 | 20510220 | 32121680 | 0 | 0.3275 | 1460496 | 15000 | 12000 | 0 | 7269.875 | 266766300 | 9477016
16077 | 13000 | 22054 | 70 | 999999 | 9999999 | 1033806000 | 0.20947 | 63046380 | 83325860 | 21.4107 | 0 | 15.6762 | 5.9704 | 26442650 | 23416170 | 13273000 | 18934520 | 20510220 | 32121680 | 0 | 1.5284 | 6578480 | 70000.02 | 56000.01 | 0 | 8001.14 | 257270400 | 6387063
13000 | 13000 | 22054 | 45 | 999999 | 9999999 | 1033817000 | 0.20875 | 63930000 | 70014970 | 20.1153 | 0 | 17.7428 | 5.3922 | 21381750 | 18934520 | 13273000 | 18934520 | 20510220 | 32121680 | 0 | 0.98251 | 4108240 | 45000.01 | 36000.01 | 0 | 7543.354 | 262424400 | 7530818
16000 | 3000 | 27460 | 20 | 999999 | 9999999 | 1033835000 | 0.20773 | 64494920 | 61516800 | 19.4157 | 0 | 19.4198 | 5.0005 | 26316000 | 23304020 | 3063000 | 4369504 | 25537800 | 39995520 | 0 | 0.43667 | 1904855 | 20000 | 16000 | 0 | 7316.763 | 266024200 | 9145650
14000 | 10000 | 22054 | 20 | 999999 | 9999999 | 1033839000 | 0.2078 | 64572810 | 60346720 | 19.2527 | 0 | 19.7067 | 4.9338 | 23026500 | 20391020 | 10210000 | 14565010 | 20510220 | 32121680 | 0 | 0.43667 | 1869985 | 20000 | 16000 | 0 | 7253.032 | 266477500 | 9040689
2000 | 15936 | 27460 | 45 | 999999 | 9999999 | 1033855000 | 0.20919 | 64600330 | 59947960 | 19.0435 | 0 | 19.9797 | 4.8443 | 3289500 | 2913002 | 16270660 | 23210800 | 25537800 | 39995520 | 0 | 0.98251 | 3841923 | 45000.01 | 36000.01 | 0 | 7126.557 | 265392200 | 6847429
16077 | 12000 | 22054 | 60 | 999999 | 9999999 | 1033911000 | 0.20918 | 63339960 | 79004860 | 20.9853 | 0 | 16.26 | 5.8001 | 26442650 | 23416170 | 12252000 | 17478010 | 20510220 | 32121680 | 0 | 1.31 | 5626409 | 60000.01 | 48000.01 | 0 | 7854.069 | 259055000 | 6883271
9000 | 15936 | 27460 | 100 | 999999 | 9999999 | 1033929000 | 0.21065 | 62637600 | 89611210 | 21.9925 | 0 | 14.9496 | 6.1674 | 14802750 | 13108510 | 16270660 | 23210800 | 25537800 | 39995520 | 0 | 2.1834 | 8977446 | 100000 | 80000.02 | 0 | 8173.528 | 253966500 | 4593288
16000 | 14000 | 22054 | 80 | 999999 | 9999999 | 1033944000 | 0.20982 | 62777320 | 87520220 | 21.8052 | 0 | 15.1396 | 6.1342 | 26316000 | 23304020 | 14294000 | 20391020 | 20510220 | 32121680 | 0 | 1.7467 | 7513548 | 80000.02 | 64000.01 | 0 | 8136.242 | 255591100 | 5891168
16000 | 8000 | 22054 | 15 | 999999 | 9999999 | 1033948000 | 0.20756 | 64606690 | 59944220 | 19.241 | 0 | 19.7607 | 4.9272 | 26316000 | 23304020 | 8168000 | 11652010 | 20510220 | 32121680 | 0 | 0.3275 | 1454357 | 15000 | 12000 | 0 | 7257.783 | 266852100 | 9456894
16000 | 13000 | 22054 | 70 | 999999 | 9999999 | 1033978000 | 0.20952 | 63066160 | 83199220 | 21.3799 | 0 | 15.6786 | 5.9695 | 26316000 | 23304020 | 13273000 | 18934520 | 20510220 | 32121680 | 0 | 1.5284 | 6562221 | 70000.02 | 56000.01 | 0 | 7989.163 | 257355800 | 6367527
5000 | 15936 | 27460 | 70 | 999999 | 9999999 | 1034000000 | 0.20995 | 63735410 | 73132210 | 20.3127 | 0 | 17.276 | 5.4867 | 8223750 | 7282506 | 16270660 | 23210800 | 25537800 | 39995520 | 0 | 1.5284 | 6069445 | 70000.02 | 56000.01 | 0 | 7574.955 | 260319100 | 5702323
2000 | 12000 | 27460 |  | 999999 | 9999999 | 1034014000 | 0.20751 | 65862440 | 41079300 | 17.356 | 0 | 26.383 | 3.7608 | 3289500 | 2913002 | 12252000 | 17478010 | 25537800 | 39995520 | [5 empty] | 0 | 6548.769 | 273165800 | 9559670
11000 | 14000 | 22054 | 40 | 999999 | 9999999 | 1034053000 | 0.2087 | 64205570 | 66096470 | 19.7014 | 0 | 18.4825 | 5.205 | 18092250 | 16021510 | 14294000 | 20391020 | 20510220 | 32121680 | 0 | 0.87334 | 3585019 | 40000.01 | 32000.01 | 0 | 7391.381 | 263900500 | 7675605
13000 | 7000 | 27460 | 40 | 999999 | 9999999 | 1034054000 | 0.20864 | 64128020 | 67266550 | 19.8646 | 0 | 18.237 | 5.2679 | 21381750 | 18934520 | 7147000 | 10195510 | 25537800 | 39995520 | 0 | 0.87334 | 3630124 | 40000.01 | 32000.01 | 0 | 7454.995 | 263448600 | 7780992
16077 | 2000 | 27460 | 10 | 999999 | 9999999 | 1034079000 | 0.2074 | 64789300 | 57322440 | 19.0219 | 0 | 20.3974 | 4.7906 | 26442650 | 23416170 | 2042000 | 2913002 | 25537800 | 39995520 | 0 | 0.21834 | 994473.7 | 10000 | 8000.001 | 0 | 7181.378 | 267809100 | 9744629
16077 | 15936 | 22054 | 100 | 999999 | 9999999 | 1034081000 | 0.21043 | 62209120 | 96223520 | 22.6609 | 0 | 14.1697 | 6.45 | 26442650 | 23416170 | 16270660 | 23210800 | 20510220 | 32121680 | 0 | 2.1834 | 9430905 | 100000 | 80000.02 | 0 | 8432.285 | 252099300 | 4992752
16000 | 12000 | 22054 | 60 | 999999 | 9999999 | 1034083000 | 0.20923 | 63359740 | 78878220 | 20.9545 | 0 | 16.2634 | 5.7989 | 26316000 | 23304020 | 12252000 | 17478010 | 20510220 | 32121680 | 0 | 1.31 | 5611945 | 60000.01 | 48000.01 | 0 | 7842.072 | 259140400 | 6863553
14000 | 10000 | 27460 | 80 | 999999 | 9999999 | 1034103000 | 0.20995 | 62943440 | 85174300 | 21.5678 | 0 | 15.4349 | 6.034 | 23026500 | 20391020 | 10210000 | 14565010 | 25537800 | 39995520 | 0 | 1.7467 | 7378959 | 80000.02 | 64000.01 | 0 | 8043.956 | 256248900 | 5740609
5000 | 14000 | 27460 | 50 | 999999 | 9999999 | 1034117000 | 0.20932 | 64312080 | 64555550 | 19.4853 | 0 | 18.8733 | 5.0955 | 8223750 | 7282506 | 14294000 | 20391020 | 25537800 | 39995520 | 0 | 1.0917 | 4324811 | 50000.01 | 40000.01 | 0 | 7289.099 | 263843200 | 6722335
13000 | 12000 | 22054 | 35 | 999999 | 9999999 | 1034123000 | 0.20846 | 64236940 | 65693970 | 19.6895 | 0 | 18.5311 | 5.1989 | 21381750 | 18934520 | 12252000 | 17478010 | 20510220 | 32121680 | 0 | 0.76418 | 3181019 | 35000.01 | 28000.01 | 0 | 7395.999 | 264264600 | 8080166
14000 | 4000 | 27460 | 15 | 999999 | 9999999 | 1034126000 | 0.20769 | 64774110 | 57598300 | 19.0025 | 0 | 20.3534 | 4.7947 | 23026500 | 20391020 | 4084000 | 5826005 | 25537800 | 39995520 | 0 | 0.3275 | 1410772 | 15000 | 12000 | 0 | 7164.457 | 267515400 | 9302659
7000 | 12000 | 27460 | 45 | 999999 | 9999999 | 1034162000 | 0.20908 | 64341720 | 64153050 | 19.4738 | 0 | 18.9279 | 5.0882 | 11513250 | 10195510 | 12252000 | 17478010 | 25537800 | 39995520 | 0 | 0.98251 | 3928811 | 45000.01 | 36000.01 | 0 | 7293.626 | 264200100 | 7118885
9000 | 15936 | 22054 | 45 | 999999 | 9999999 | 1034173000 | 0.20899 | 64191170 | 66433620 | 19.6876 | 0 | 18.4274 | 5.2126 | 14802750 | 13108510 | 16270660 | 23210800 | 20510220 | 32121680 | 0 | 0.98251 | 3981482 | 45000.01 | 36000.01 | 0 | 7376.74 | 263608300 | 7255183
5000 | 15936 | 22054 | 10 | 999999 | 9999999 | 1034177000 | 0.20783 | 65393990 | 48304620 | 17.9952 | 0 | 23.2839 | 4.2316 | 8223750 | 7282506 | 16270660 | 23210800 | 20510220 | 32121680 | 0 | 0.21834 | 881396.1 | 10000 | 8000.001 | 0 | 6780.362 | 270669400 | 9091973
3000 | 12000 | 27460 | 10 | 999999 | 9999999 | 1034193000 | 0.20792 | 65546330 | 46024050 | 17.7806 | 0 | 24.1861 | 4.0813 | 4934250 | 4369504 | 12252000 | 17478010 | 25537800 | 39995520 | 0 | 0.21834 | 866935.7 | 10000 | 8000.001 | 0 | 6696.812 | 271268600 | 8959323
9000 | 10000 | 27460 | 40 | 999999 | 9999999 | 1034227000 | 0.20884 | 64372750 | 63750550 | 19.4622 | 0 | 18.9806 | 5.0814 | 14802750 | 13108510 | 10210000 | 14565010 | 25537800 | 39995520 | 0 | 0.87334 | 3526382 | 40000.01 | 32000.01 | 0 | 7298.227 | 264562800 | 7521873
14000 | 12000 | 27460 | 100 | 999999 | 9999999 | 1034238000 | 0.21055 | 62379170 | 93816300 | 22.4185 | 0 | 14.4242 | 6.3549 | 23026500 | 20391020 | 12252000 | 17478010 | 25537800 | 39995520 | 0 | 2.1834 | 9262321 | 100000 | 80000.02 | 0 | 8338.334 | 252775200 | 4845695
14000 | 8000 | 27460 | 60 | 999999 | 9999999 | 1034246000 | 0.20936 | 63526180 | 76532300 | 20.7167 | 0 | 16.6206 | 5.6901 | 23026500 | 20391020 | 8168000 | 11652010 | 25537800 | 39995520 | 0 | 1.31 | 5504644 | 60000.01 | 48000.01 | 0 | 7749.474 | 259799600 | 6711600
16000 | 2000 | 27460 | 10 | 999999 | 9999999 | 1034252000 | 0.20745 | 64809180 | 57195800 | 18.991 | 0 | 20.4108 | 4.7877 | 26316000 | 23304020 | 2042000 | 2913002 | 25537800 | 39995520 | 0 | 0.21834 | 989703.2 | 10000 | 8000.001 | 0 | 7169.271 | 267894900 | 9724313
16000 | 15936 | 22054 | 100 | 999999 | 9999999 | 1034254000 | 0.21047 | 62228960 | 96096880 | 22.6302 | 0 | 14.1697 | 6.4498 | 26316000 | 23304020 | 16270660 | 23210800 | 20510220 | 32121680 | 0 | 2.1834 | 9409364 | 100000 | 80000.02 | 0 | 8420.369 | 252184900 | 4973977
11000 | 8000 | 27460 | 35 | 999999 | 9999999 | 1034298000 | 0.20859 | 64404120 | 63348050 | 19.4506 | 0 | 19.0331 | 5.0747 | 18092250 | 16021510 | 8168000 | 11652010 | 25537800 | 39995520 | 0 | 0.76418 | 3122382 | 35000.01 | 28000.01 | 0 | 7302.845 | 264926900 | 7926434
16077 | 5000 | 27460 | 45 | 999999 | 9999999 | 1034343000 | 0.20877 | 63837500 | 71935450 | 20.309 | 0 | 17.33 | 5.5058 | 26442650 | 23416170 | 5105000 | 7282506 | 25537800 | 39995520 | 0 | 0.98251 | 4174670 | 45000.01 | 36000.01 | 0 | 7618.886 | 261888500 | 7656555
2000 | 14000 | 27460 | 25 | 999999 | 9999999 | 1034365000 | 0.20858 | 65203040 | 51371300 | 18.2161 | 0 | 22.297 | 4.3948 | 3289500 | 2913002 | 14294000 | 20391020 | 25537800 | 39995520 | 0 | 0.54584 | 2131953 | 25000.01 | 20000 | 0 | 6840.305 | 269024800 | 7972493
13000 | 6000 | 27460 | 30 | 999999 | 9999999 | 1034368000 | 0.20835 | 64435490 | 62945550 | 19.439 | 0 | 19.0862 | 5.0679 | 21381750 | 18934520 | 6126000 | 8739007 | 25537800 | 39995520 | 0 | 0.65501 | 2718381 | 30000.01 | 24000 | 0 | 7307.463 | 265291000 | 8330995
9000 | 12000 | 22054 |  | 999999 | 9999999 | 1034372000 | 0.20731 | 65455950 | 47564970 | 17.9997 | 0 | 23.4404 | 4.2129 | 14802750 | 13108510 | 12252000 | 17478010 | 20510220 | 32121680 | [5 empty] | 0 | 6800.547 | 271393100 | 9992511
11000 | 13000 | 22054 | 30 | 999999 | 9999999 | 1034374000 | 0.20842 | 64513480 | 61775470 | 19.2756 | 0 | 19.3616 | 5.0023 | 18092250 | 16021510 | 13273000 | 18934520 | 20510220 | 32121680 | 0 | 0.65501 | 2683064 | 30000.01 | 24000 | 0 | 7243.737 | 265744700 | 8226483
11000 | 5000 | 27460 |  | 999999 | 9999999 | 1034391000 | 0.20724 | 65379600 | 48735050 | 18.1631 | 0 | 22.9962 | 4.2902 | 18092250 | 16021510 | 5105000 | 7282506 | 25537800 | 39995520 | [5 empty] | 0 | 6864.676 | 270946200 | 10107410
16077 | 10000 | 22054 | 40 | 999999 | 9999999 | 1034407000 | 0.2086 | 63946080 | 70362860 | 20.1338 | 0 | 17.5888 | 5.4408 | 26442650 | 23416170 | 10210000 | 14565010 | 20510220 | 32121680 | 0 | 0.87334 | 3714400 | 40000.01 | 32000.01 | 0 | 7560.018 | 262703000 | 7955424
5000 | 13000 | 27460 | 40 | 999999 | 9999999 | 1034417000 | 0.20904 | 64618560 | 60234550 | 19.0584 | 0 | 19.8048 | 4.8887 | 8223750 | 7282506 | 13273000 | 18934520 | 25537800 | 39995520 | 0 | 0.87334 | 3445599 | 40000.01 | 32000.01 | 0 | 7141.196 | 265681500 | 7265009
14000 | 7000 | 27460 | 50 | 999999 | 9999999 | 1034463000 | 0.20906 | 63827160 | 72211300 | 20.2906 | 0 | 17.2935 | 5.5091 | 23026500 | 20391020 | 7147000 | 10195510 | 25537800 | 39995520 | 0 | 1.0917 | 4561932 | 50000.01 | 40000.01 | 0 | 7602.296 | 261614900 | 7237664
| 15936 | 27460 | 30 | 999999 | 9999999 | 1034487000 | 0.20887 | 65188730 | 51708460 | 18.2002 | 0 | 22.2108 | 4.4063 |  |  | 16270660 | 23210800 | 25537800 | 39995520 | 0 | 0.65501 | 2533733 | 30000.01 | 24000 | 0 | 6825.603 | 268733000 | 7551917
14000 | 12000 | 22054 | 45 | 999999 | 9999999 | 1034508000 | 0.20889 | 63934520 | 70638720 | 20.1153 | 0 | 17.5529 | 5.4437 | 23026500 | 20391020 | 12252000 | 17478010 | 20510220 | 32121680 | 0 | 0.98251 | 4108240 | 45000.01 | 36000.01 | 0 | 7543.354 | 262424400 | 7530818
16000 | 5000 | 27460 | 45 | 999999 | 9999999 | 1034514000 | 0.20882 | 63857290 | 71808800 | 20.2782 | 0 | 17.3357 | 5.5042 | 26316000 | 23304020 | 5105000 | 7282506 | 25537800 | 39995520 | 0 | 0.98251 | 4163640 | 45000.01 | 36000.01 | 0 | 7606.85 | 261973900 | 7636510
7000 | 8000 | 27460 |  | 999999 | 9999999 | 1034526000 | 0.20744 | 65621820 | 45219050 | 17.7602 | 0 | 24.368 | 4.0597 | 11513250 | 10195510 | 8168000 | 11652010 | 25537800 | 39995520 | [5 empty] | 0 | 6706.722 | 272050000 | 9827462
16000 | 10000 | 22054 | 40 | 999999 | 9999999 | 1034579000 | 0.20864 | 63965890 | 70236220 | 20.1029 | 0 | 17.595 | 5.439 | 26316000 | 23304020 | 10210000 | 14565010 | 20510220 | 32121680 | 0 | 0.87334 | 3704240 | 40000.01 | 32000.01 | 0 | 7547.972 | 262788500 | 7935379
11000 | 7000 | 27460 | 25 | 999999 | 9999999 | 1034629000 | 0.20831 | 64712740 | 59027050 | 19.025 | 0 | 19.9847 | 4.865 | 18092250 | 16021510 | 7147000 | 10195510 | 25537800 | 39995520 | 0 | 0.54584 | 2233329 | 25000.01 | 20000 | 0 | 7155.054 | 266774000 | 8478961
9000 | 14000 | 22054 | 25 | 999999 | 9999999 | 1034639000 | 0.20838 | 64791010 | 57856970 | 18.8612 | 0 | 20.2941 | 4.7967 | 14802750 | 13108510 | 14294000 | 20391020 | 20510220 | 32121680 | 0 | 0.54584 | 2207681 | 25000.01 | 20000 | 0 | 7091.218 | 267229000 | 8374678
16077 | 4000 | 27460 | 35 | 999999 | 9999999 | 1034643000 | 0.20849 | 64144060 | 67614450 | 19.8834 | 0 | 18.0742 | 5.3167 | 26442650 | 23416170 | 4084000 | 5826005 | 25537800 | 39995520 | 0 | 0.76418 | 3235181 | 35000.01 | 28000.01 | 0 | 7471.672 | 263727100 | 8205553
3000 | 14000 | 27460 | 35 | 999999 | 9999999 | 1034691000 | 0.209 | 64896690 | 56316050 | 18.6425 | 0 | 20.7924 | 4.6801 | 4934250 | 4369504 | 14294000 | 20391020 | 25537800 | 39995520 | 0 | 0.76418 | 2982786 | 35000.01 | 28000.01 | 0 | 6988.533 | 267168200 | 7414420
13000 | 5000 | 27460 | 20 | 999999 | 9999999 | 1034713000 | 0.20807 | 64745000 | 58624550 | 19.0138 | 0 | 20.0443 | 4.8573 | 21381750 | 18934520 | 5105000 | 7282506 | 25537800 | 39995520 | 0 | 0.43667 | 1825175 | 20000 | 16000 | 0 | 7159.72 | 267141900 | 8887681
11000 | 12000 | 22054 | 20 | 999999 | 9999999 | 1034723000 | 0.20814 | 64823250 | 57454470 | 18.8502 | 0 | 20.3564 | 4.7886 | 18092250 | 16021510 | 12252000 | 17478010 | 20510220 | 32121680 | 0 | 0.43667 | 1799681 | 20000 | 16000 | 0 | 7095.882 | 267596700 | 8783244
14000 | 6000 | 27460 | 40 | 999999 | 9999999 | 1034745000 | 0.20878 | 64132540 | 67890300 | 19.8646 | 0 | 18.0359 | 5.3202 | 23026500 | 20391020 | 6126000 | 8739007 | 25537800 | 39995520 | 0 | 0.87334 | 3630124 | 40000.01 | 32000.01 | 0 | 7454.995 | 263448600 | 7780992
7000 | 15936 | 22054 | 30 | 999999 | 9999999 | 1034759000 | 0.20867 | 64776570 | 58194130 | 18.8463 | 0 | 20.2253 | 4.8063 | 11513250 | 10195510 | 16270660 | 23210800 | 20510220 | 32121680 | 0 | 0.65501 | 2607820 | 30000.01 | 24000 | 0 | 7076.535 | 266936700 | 7953732
5000 | 12000 | 27460 | 30 | 999999 | 9999999 | 1034762000 | 0.20875 | 64928060 | 55913550 | 18.6318 | 0 | 20.8608 | 4.671 | 8223750 | 7282506 | 12252000 | 17478010 | 25537800 | 39995520 | 0 | 0.65501 | 2578786 | 30000.01 | 24000 | 0 | 6993.151 | 267532300 | 7818981
2000 | 13000 | 27460 | 15 | 999999 | 9999999 | 1034776000 | 0.2083 | 65516880 | 47050300 | 17.7904 | 0 | 23.7341 | 4.1513 | 3289500 | 2913002 | 13273000 | 18934520 | 25537800 | 39995520 | 0 | 0.3275 | 1282936 | 15000 | 12000 | 0 | 6692.057 | 270893700 | 8542746
16000 | 4000 | 27460 | 35 | 999999 | 9999999 | 1034816000 | 0.20853 | 64163910 | 67487800 | 19.8525 | 0 | 18.0815 | 5.3147 | 26316000 | 23304020 | 4084000 | 5826005 | 25537800 | 39995520 | 0 | 0.76418 | 3226124 | 35000.01 | 28000.01 | 0 | 7459.613 | 263812700 | 8185553
13000 | 10000 | 22054 | 15 | 999999 | 9999999 | 1034826000 | 0.2079 | 64856830 | 57051970 | 18.8391 | 0 | 20.4169 | 4.7809 | 21381750 | 18934520 | 10210000 | 14565010 | 20510220 | 32121680 | 0 | 0.3275 | 1385462 | 15000 | 12000 | 0 | 7100.617 | 267970000 | 9198039
7000 | 10000 | 27460 | 25 | 999999 | 9999999 | 1034832000 | 0.20851 | 64959430 | 55511050 | 18.6212 | 0 | 20.9299 | 4.6618 | 11513250 | 10195510 | 10210000 | 14565010 | 25537800 | 39995520 | 0 | 0.54584 | 2174786 | 25000.01 | 20000 | 0 | 6997.77 | 267896400 | 8223542
16077 | 1000 | 27460 |  | 999999 | 9999999 | 1034834000 | 0.20713 | 65126000 | 53001440 | 18.5954 | 0 | 21.4867 | 4.5741 | 26442650 | 23416170 | 1021000 | 1456501 | 25537800 | 39995520 | [5 empty] | 0 | 7034.792 | 269773300 | 10424740
9000 | 8000 | 27460 | 20 | 999999 | 9999999 | 1034915000 | 0.20827 | 64991590 | 55108550 | 18.6105 | 0 | 20.9983 | 4.6528 | 14802750 | 13108510 | 8168000 | 11652010 | 25537800 | 39995520 | 0 | 0.43667 | 1767138 | 20000 | 16000 | 0 | 7002.429 | 268263800 | 8631755
16077 | 15936 | 13405 | 10 | 999999 | 9999999 | 1034924000 | 0.20759 | 64768570 | 58479950 | 18.9741 | 0 | 19.9853 | 4.8818 | 26442650 | 23416170 | 16270660 | 23210800 | 12466650 | 19524400 | 0 | 0.21834 | 987107.3 | 10000 | 8000.001 | 0 | 7162.666 | 267941700 | 9713312
13000 | 14000 | 22054 | 60 | 999999 | 9999999 | 1034935000 | 0.20956 | 63608120 | 75985970 | 20.5538 | 0 | 16.6438 | 5.6827 | 21381750 | 18934520 | 14294000 | 20391020 | 20510220 | 32121680 | 0 | 1.31 | 5434873 | 60000.01 | 48000.01 | 0 | 7686.142 | 260251000 | 6608201
11000 | 12000 | 27460 | 80 | 999999 | 9999999 | 1034954000 | 0.21028 | 63191730 | 82282050 | 21.1671 | 0 | 15.7616 | 5.926 | 18092250 | 16021510 | 12252000 | 17478010 | 25537800 | 39995520 | 0 | 1.7467 | 7167464 | 80000.02 | 64000.01 | 0 | 7888.419 | 257359200 | 5488349
14000 | 8000 | 22054 |  | 999999 | 9999999 | 1034954000 | 0.20724 | 65219980 | 51704720 | 18.4018 | 0 | 21.8862 | 4.4956 | 23026500 | 20391020 | 8168000 | 11652010 | 20510220 | 32121680 | [5 empty] | 0 | 6958.501 | 270296600 | 10279710
16077 | 3000 | 27460 | 25 | 999999 | 9999999 | 1034959000 | 0.2082 | 64451650 | 63293440 | 19.4583 | 0 | 18.9077 | 5.1174 | 26442650 | 23416170 | 3063000 | 4369504 | 25537800 | 39995520 | 0 | 0.54584 | 2320470 | 25000.01 | 20000 | 0 | 7324.174 | 265570000 | 8756377
11000 | 13000 | 27460 | 90 | 999999 | 9999999 | 1034973000 | 0.21058 | 62906370 | 86603050 | 21.593 | 0 | 15.207 | 6.0938 | 18092250 | 16021510 | 13273000 | 18934520 | 25537800 | 39995520 | 0 | 1.965 | 8089113 | 90000.02 | 72000.02 | 0 | 8035.838 | 255608900 | 5029469
13000 | 15936 | 22054 | 80 | 999999 | 9999999 | 1034975000 | 0.2102 | 63041860 | 84562620 | 21.3797 | 0 | 15.4409 | 6.0312 | 21381750 | 18934520 | 16270660 | 23210800 | 20510220 | 32121680 | 0 | 1.7467 | 7277331 | 80000.02 | 64000.01 | 0 | 7970.879 | 256770200 | 5621758
16000 | 1000 | 27460 |  | 999999 | 9999999 | 1034998000 | 0.20717 | 65145260 | 52874800 | 18.5646 | 0 | 21.505 | 4.5704 | 26316000 | 23304020 | 1021000 | 1456501 | 25537800 | 39995520 | [5 empty] | 0 | 7022.63 | 269856500 | 10401350
11000 | 6000 | 27460 | 15 | 999999 | 9999999 | 1035017000 | 0.20803 | 65025060 | 54706050 | 18.5997 | 0 | 21.0648 | 4.6443 | 18092250 | 16021510 | 6126000 | 8739007 | 25537800 | 39995520 | 0 | 0.3275 | 1353412 | 15000 | 12000 | 0 | 7007.159 | 268636700 | 9046055
9000 | 13000 | 22054 | 15 | 999999 | 9999999 | 1035035000 | 0.2081 | 65103860 | 53535970 | 18.4358 | 0 | 21.4183 | 4.5728 | 14802750 | 13108510 | 13273000 | 18934520 | 20510220 | 32121680 | 0 | 0.3275 | 1334596 | 15000 | 12000 | 0 | 6943.245 | 269093800 | 8943261
16077 | 8000 | 22054 | 20 | 999999 | 9999999 | 1035049000 | 0.20803 | 64561890 | 61720860 | 19.2836 | 0 | 19.2311 | 5.0451 | 26442650 | 23416170 | 8168000 | 11652010 | 20510220 | 32121680 | 0 | 0.43667 | 1876373 | 20000 | 16000 | 0 | 7265.122 | 266391500 | 9060562
3000 | 13000 | 27460 | 25 | 999999 | 9999999 | 1035057000 | 0.20872 | 65207560 | 51995050 | 18.2161 | 0 | 21.9941 | 4.4514 | 4934250 | 4369504 | 13273000 | 18934520 | 25537800 | 39995520 | 0 | 0.54584 | 2131953 | 25000.01 | 20000 | 0 | 6840.305 | 269024800 | 7972493
14000 | 5000 | 27460 | 30 | 999999 | 9999999 | 1035060000 | 0.20849 | 64440000 | 63569300 | 19.439 | 0 | 18.8652 | 5.1216 | 23026500 | 20391020 | 5105000 | 7282506 | 25537800 | 39995520 | 0 | 0.65501 | 2718381 | 30000.01 | 24000 | 0 | 7307.463 | 265291000 | 8330995
16000 | 15936 | 13405 | 10 | 999999 | 9999999 | 1035097000 | 0.20764 | 64788490 | 58353300 | 18.9432 | 0 | 19.9976 | 4.879 | 26316000 | 23304020 | 16270660 | 23210800 | 12466650 | 19524400 | 0 | 0.21834 | 982454.1 | 10000 | 8000.001 | 0 | 7150.557 | 268027600 | 9693143
11000 | 10000 | 27460 | 60 | 999999 | 9999999 | 1035108000 | 0.20969 | 63775180 | 73640050 | 20.3152 | 0 | 17.0251 | 5.5709 | 18092250 | 16021510 | 10210000 | 14565010 | 25537800 | 39995520 | 0 | 1.31 | 5341049 | 60000.01 | 48000.01 | 0 | 7593.39 | 260912700 | 6457467
11000 | 14000 | 27460 | 100 | 999999 | 9999999 | 1035122000 | 0.21089 | 62629680 | 90924050 | 22.0181 | 0 | 14.6889 | 6.2578 | 18092250 | 16021510 | 14294000 | 20391020 | 25537800 | 39995520 | 0 | 2.1834 | 8994134 | 100000 | 80000.02 | 0 | 8183.446 | 253894700 | 4608357
| 14000 | 27460 | 10 | 999999 | 9999999 | 1035124000 | 0.20826 | 65799890 | 43131800 | 17.3749 | 0 | 25.3174 | 3.9066 |  |  | 14294000 | 20391020 | 25537800 | 39995520 | 0 | 0.21834 | 848831.8 | 10000 | 8000.001 | 0 | 6539.065 | 272400800 | 8709660
13000 | 4000 | 27460 | 10 | 999999 | 9999999 | 1035130000 | 0.20779 | 65059280 | 54303550 | 18.5889 | 0 | 21.1307 | 4.6359 | 21381750 | 18934520 | 4084000 | 5826005 | 25537800 | 39995520 | 0 | 0.21834 | 936264.3 | 10000 | 8000.001 | 0 | 7011.927 | 269012700 | 9463782
16000 | 3000 | 27460 | 25 | 999999 | 9999999 | 1035133000 | 0.20825 | 64471560 | 63166800 | 19.4274 | 0 | 18.9169 | 5.1151 | 26316000 | 23304020 | 3063000 | 4369504 | 25537800 | 39995520 | 0 | 0.54584 | 2313488 | 25000.01 | 20000 | 0 | 7312.091 | 265655900 | 8736449
14000 | 10000 | 22054 | 25 | 999999 | 9999999 | 1035138000 | 0.20832 | 64549500 | 61996720 | 19.2642 | 0 | 19.1881 | 5.0493 | 23026500 | 20391020 | 10210000 | 14565010 | 20510220 | 32121680 | 0 | 0.54584 | 2278424 | 25000.01 | 20000 | 0 | 7248.363 | 266109400 | 8631684
13000 | 13000 | 22054 | 50 | 999999 | 9999999 | 1035151000 | 0.20927 | 63909070 | 71664970 | 20.1276 | 0 | 17.3231 | 5.5004 | 21381750 | 18934520 | 13273000 | 18934520 | 20510220 | 32121680 | 0 | 1.0917 | 4505691 | 50000.01 | 40000.01 | 0 | 7538.81 | 262066200 | 7132816
7000 | 14000 | 27460 | 70 | 999999 | 9999999 | 1035194000 | 0.21018 | 63727530 | 74445050 | 20.3385 | 0 | 16.926 | 5.5852 | 11513250 | 10195510 | 14294000 | 20391020 | 25537800 | 39995520 | 0 | 1.5284 | 6079253 | 70000.02 | 56000.01 | 0 | 7584.952 | 260247400 | 5718237
2000 | 15936 | 27460 | 50 | 999999 | 9999999 | 1035196000 | 0.20971 | 64579770 | 61597960 | 19.0545 | 0 | 19.4425 | 4.9599 | 3289500 | 2913002 | 16270660 | 23210800 | 25537800 | 39995520 | 0 | 1.0917 | 4237636 | 50000.01 | 40000.01 | 0 | 7122.033 | 265035500 | 6451166
16000 | 8000 | 22054 | 20 | 999999 | 9999999 | 1035223000 | 0.20807 | 64581830 | 61594220 | 19.2527 | 0 | 19.2412 | 5.0426 | 26316000 | 23304020 | 8168000 | 11652010 | 20510220 | 32121680 | 0 | 0.43667 | 1869985 | 20000 | 16000 | 0 | 7253.032 | 266477500 | 9040689
7000 | 13000 | 27460 | 60 | 999999 | 9999999 | 1035293000 | 0.20989 | 64020700 | 70124050 | 19.9121 | 0 | 17.6496 | 5.3965 | 11513250 | 10195510 | 13273000 | 18934520 | 25537800 | 39995520 | 0 | 1.31 | 5203888 | 60000.01 | 48000.01 | 0 | 7437.004 | 262030300 | 6205044
16077 | 8000 | 27460 | 80 | 999999 | 9999999 | 1035315000 | 0.21018 | 62932680 | 86548450 | 21.5986 | 0 | 15.1468 | 6.1303 | 26442650 | 23416170 | 8168000 | 11652010 | 25537800 | 39995520 | 0 | 1.7467 | 7396060 | 80000.02 | 64000.01 | 0 | 8055.923 | 256163600 | 5760103
16077 | 2000 | 27460 | 15 | 999999 | 9999999 | 1035335000 | 0.20792 | 64763160 | 58972440 | 19.0334 | 0 | 19.8436 | 4.9081 | 26442650 | 23416170 | 2042000 | 2913002 | 25537800 | 39995520 | 0 | 0.3275 | 1416004 | 15000 | 12000 | 0 | 7176.56 | 267429200 | 9322513
9000 | 7000 | 27460 | 10 | 999999 | 9999999 | 1035346000 | 0.20799 | 65306840 | 50787550 | 18.1853 | 0 | 22.2279 | 4.4211 | 14802750 | 13108510 | 7147000 | 10195510 | 25537800 | 39995520 | 0 | 0.21834 | 896033 | 10000 | 8000.001 | 0 | 6854.433 | 270138700 | 9210128
16077 | 7000 | 27460 | 70 | 999999 | 9999999 | 1035353000 | 0.20988 | 63221840 | 82227450 | 21.1731 | 0 | 15.6922 | 5.9639 | 26442650 | 23416170 | 7147000 | 10195510 | 25537800 | 39995520 | 0 | 1.5284 | 6455113 | 70000.02 | 56000.01 | 0 | 7908.725 | 257929700 | 6236729
7000 | 15936 | 27460 | 90 | 999999 | 9999999 | 1035356000 | 0.21083 | 63169360 | 83021700 | 21.1654 | 0 | 15.6606 | 5.9427 | 11513250 | 10195510 | 16270660 | 23210800 | 25537800 | 39995520 | 0 | 1.965 | 7853451 | 90000.02 | 72000.02 | 0 | 7870.469 | 256800400 | 4772352
13000 | 7000 | 27460 | 45 | 999999 | 9999999 | 1035368000 | 0.20916 | 64105740 | 68916550 | 19.8768 | 0 | 17.794 | 5.3777 | 21381750 | 18934520 | 7147000 | 10195510 | 25537800 | 39995520 | 0 | 0.98251 | 4033809 | 45000.01 | 36000.01 | 0 | 7450.38 | 263084800 | 7376747
11000 | 14000 | 22054 | 45 | 999999 | 9999999 | 1035368000 | 0.20922 | 64183370 | 67746470 | 19.7133 | 0 | 18.0269 | 5.3156 | 18092250 | 16021510 | 14294000 | 20391020 | 20510220 | 32121680 | 0 | 0.98251 | 3988340 | 45000.01 | 36000.01 | 0 | 7386.771 | 263537000 | 7271725
7000 | 14000 | 22054 | 10 | 999999 | 9999999 | 1035369000 | 0.20806 | 65385950 | 49617470 | 18.0211 | 0 | 22.6329 | 4.3465 | 11513250 | 10195510 | 14294000 | 20391020 | 20510220 | 32121680 | 0 | 0.21834 | 883246.3 | 10000 | 8000.001 | 0 | 6790.45 | 270597100 | 9108039
14000 | 4000 | 27460 | 20 | 999999 | 9999999 | 1035405000 | 0.20821 | 64749520 | 59248300 | 19.0138 | 0 | 19.7995 | 4.9123 | 23026500 | 20391020 | 4084000 | 5826005 | 25537800 | 39995520 | 0 | 0.43667 | 1825175 | 20000 | 16000 | 0 | 7159.72 | 267141900 | 8887681
13000 | 12000 | 22054 | 40 | 999999 | 9999999 | 1035436000 | 0.20898 | 64214590 | 67343970 | 19.7014 | 0 | 18.0729 | 5.3101 | 21381750 | 18934520 | 12252000 | 17478010 | 20510220 | 32121680 | 0 | 0.87334 | 3585019 | 40000.01 | 32000.01 | 0 | 7391.381 | 263900500 | 7675605
16077 | 10000 | 27460 | 100 | 999999 | 9999999 | 1035447000 | 0.21079 | 62368240 | 95190450 | 22.4493 | 0 | 14.1731 | 6.4469 | 26442650 | 23416170 | 10210000 | 14565010 | 25537800 | 39995520 | 0 | 2.1834 | 9283530 | 100000 | 80000.02 | 0 | 8350.254 | 252689200 | 4864044
5000 | 15936 | 22054 | 15 | 999999 | 9999999 | 1035451000 | 0.20835 | 65369040 | 49954620 | 18.0053 | 0 | 22.5481 | 4.3575 | 8223750 | 7282506 | 16270660 | 23210800 | 20510220 | 32121680 | 0 | 0.3275 | 1297396 | 15000 | 12000 | 0 | 6775.607 | 270294400 | 8675395
16077 | 6000 | 27460 | 60 | 999999 | 9999999 | 1035458000 | 0.20959 | 63515390 | 77906450 | 20.7475 | 0 | 16.2851 | 5.7912 | 26442650 | 23416170 | 6126000 | 8739007 | 25537800 | 39995520 | 0 | 1.31 | 5518122 | 60000.01 | 48000.01 | 0 | 7761.482 | 259714100 | 6731298
16077 | 7000 | 22054 | 10 | 999999 | 9999999 | 1035465000 | 0.20775 | 64876110 | 57399860 | 18.8589 | 0 | 20.2066 | 4.8324 | 26442650 | 23416170 | 7147000 | 10195510 | 20510220 | 32121680 | 0 | 0.21834 | 970304 | 10000 | 8000.001 | 0 | 7117.525 | 268262000 | 9638153
3000 | 12000 | 27460 | 15 | 999999 | 9999999 | 1035467000 | 0.20844 | 65521390 | 47674050 | 17.7904 | 0 | 23.3884 | 4.2095 | 4934250 | 4369504 | 12252000 | 17478010 | 25537800 | 39995520 | 0 | 0.3275 | 1282936 | 15000 | 12000 | 0 | 6692.057 | 270893700 | 8542746
16000 | 8000 | 27460 | 80 | 999999 | 9999999 | 1035486000 | 0.21023 | 62952460 | 86421800 | 21.5678 | 0 | 15.1484 | 6.1296 | 26316000 | 23304020 | 8168000 | 11652010 | 25537800 | 39995520 | 0 | 1.7467 | 7378959 | 80000.02 | 64000.01 | 0 | 8043.956 | 256248900 | 5740609
7000 | 12000 | 27460 | 50 | 999999 | 9999999 | 1035501000 | 0.2096 | 64321100 | 65803050 | 19.4853 | 0 | 18.4465 | 5.2008 | 11513250 | 10195510 | 12252000 | 17478010 | 25537800 | 39995520 | 0 | 1.0917 | 4324811 | 50000.01 | 40000.01 | 0 | 7289.099 | 263843200 | 6722335
16000 | 2000 | 27460 | 15 | 999999 | 9999999 | 1035509000 | 0.20797 | 64783140 | 58845800 | 19.0025 | 0 | 19.8554 | 4.9054 | 26316000 | 23304020 | 2042000 | 2913002 | 25537800 | 39995520 | 0 | 0.3275 | 1410772 | 15000 | 12000 | 0 | 7164.457 | 267515400 | 9302659
9000 | 15936 | 22054 | 50 | 999999 | 9999999 | 1035512000 | 0.20952 | 64170540 | 68083620 | 19.6993 | 0 | 17.9719 | 5.3235 | 14802750 | 13108510 | 16270660 | 23210800 | 20510220 | 32121680 | 0 | 1.0917 | 4377552 | 50000.01 | 40000.01 | 0 | 7372.212 | 263251300 | 6858563
14000 | 14000 | 22054 | 70 | 999999 | 9999999 | 1035525000 | 0.21 | 63319250 | 80930720 | 20.9795 | 0 | 15.8638 | 5.9082 | 23026500 | 20391020 | 14294000 | 20391020 | 20510220 | 32121680 | 0 | 1.5284 | 6358800 | 70000.02 | 56000.01 | 0 | 7833.534 | 258467300 | 6115662
16000 | 7000 | 27460 | 70 | 999999 | 9999999 | 1035525000 | 0.20993 | 63241680 | 82100800 | 21.1422 | 0 | 15.6946 | 5.9629 | 26316000 | 23304020 | 7147000 | 10195510 | 25537800 | 39995520 | 0 | 1.5284 | 6439464 | 70000.02 | 56000.01 | 0 | 7896.742 | 258015300 | 6217359
9000 | 10000 | 27460 | 45 | 999999 | 9999999 | 1035545000 | 0.20936 | 64350740 | 65400550 | 19.4738 | 0 | 18.4983 | 5.194 | 14802750 | 13108510 | 10210000 | 14565010 | 25537800 | 39995520 | 0 | 0.98251 | 3928811 | 45000.01 | 36000.01 | 0 | 7293.626 | 264200100 | 7118885
5000 | 10000 | 27460 | 10 | 999999 | 9999999 | 1035577000 | 0.2082 | 65555350 | 47271550 | 17.7806 | 0 | 23.4789 | 4.1981 | 8223750 | 7282506 | 10210000 | 14565010 | 25537800 | 39995520 | 0 | 0.21834 | 866935.7 | 10000 | 8000.001 | 0 | 6696.812 | 271268600 | 8959323
| 13000 | 27460 |  | 999999 | 9999999 | 1035608000 | 0.20799 | 66118620 | 38810800 | 16.9506 | 0 | 27.3352 | 3.6338 |  |  | 13273000 | 18934520 | 25537800 | 39995520 | [5 empty] | 0 | 6390.814 | 274290100 | 9300274
11000 | 8000 | 27460 | 40 | 999999 | 9999999 | 1035611000 | 0.20911 | 64381770 | 64998050 | 19.4622 | 0 | 18.5482 | 5.1877 | 18092250 | 16021510 | 8168000 | 11652010 | 25537800 | 39995520 | 0 | 0.87334 | 3526382 | 40000.01 | 32000.01 | 0 | 7298.227 | 264562800 | 7521873
16000 | 10000 | 27460 | 100 | 999999 | 9999999 | 1035621000 | 0.21083 | 62388190 | 95063800 | 22.4185 | 0 | 14.173 | 6.4467 | 26316000 | 23304020 | 10210000 | 14565010 | 25537800 | 39995520 | 0 | 2.1834 | 9262321 | 100000 | 80000.02 | 0 | 8338.334 | 252775200 | 4845695
14000 | 13000 | 22054 | 60 | 999999 | 9999999 | 1035627000 | 0.2097 | 63612630 | 76609720 | 20.5538 | 0 | 16.4752 | 5.7329 | 23026500 | 20391020 | 13273000 | 18934520 | 20510220 | 32121680 | 0 | 1.31 | 5434873 | 60000.01 | 48000.01 | 0 | 7686.142 | 260251000 | 6608201
16000 | 6000 | 27460 | 60 | 999999 | 9999999 | 1035630000 | 0.20964 | 63535200 | 77779800 | 20.7167 | 0 | 16.2886 | 5.79 | 26316000 | 23304020 | 6126000 | 8739007 | 25537800 | 39995520 | 0 | 1.31 | 5504644 | 60000.01 | 48000.01 | 0 | 7749.474 | 259799600 | 6711600
16000 | 7000 | 22054 | 10 | 999999 | 9999999 | 1035639000 | 0.20779 | 64896040 | 57273220 | 18.8279 | 0 | 20.2195 | 4.8295 | 26316000 | 23304020 | 7147000 | 10195510 | 20510220 | 32121680 | 0 | 0.21834 | 966049.5 | 10000 | 8000.001 | 0 | 7105.412 | 268348000 | 9618033
16077 | 5000 | 27460 | 50 | 999999 | 9999999 | 1035674000 | 0.2093 | 63816360 | 73585450 | 20.3215 | 0 | 16.9289 | 5.6128 | 26442650 | 23416170 | 5105000 | 7282506 | 25537800 | 39995520 | 0 | 1.0917 | 4573123 | 50000.01 | 40000.01 | 0 | 7614.331 | 261529400 | 7257549
2000 | 14000 | 27460 | 30 | 999999 | 9999999 | 1035678000 | 0.2091 | 65180700 | 53021300 | 18.2262 | 0 | 21.621 | 4.5182 | 3289500 | 2913002 | 14294000 | 20391020 | 25537800 | 39995520 | 0 | 0.65501 | 2535953 | 30000.01 | 24000 | 0 | 6835.687 | 268660700 | 7567932
14000 | 15936 | 22054 | 90 | 999999 | 9999999 | 1035681000 | 0.21064 | 62760680 | 89507380 | 21.8055 | 0 | 14.7786 | 6.2419 | 23026500 | 20391020 | 16270660 | 23210800 | 20510220 | 32121680 | 0 | 1.965 | 8212499 | 90000.02 | 72000.02 | 0 | 8118.143 | 255018600 | 5160151
13000 | 6000 | 27460 | 35 | 999999 | 9999999 | 1035681000 | 0.20887 | 64413140 | 64595550 | 19.4506 | 0 | 18.598 | 5.1815 | 21381750 | 18934520 | 6126000 | 8739007 | 25537800 | 39995520 | 0 | 0.76418 | 3122382 | 35000.01 | 28000.01 | 0 | 7302.845 | 264926900 | 7926434
3000 | 15936 | 27460 | 60 | 999999 | 9999999 | 1035686000 | 0.21014 | 64284340 | 66542700 | 19.4816 | 0 | 18.3282 | 5.2181 | 4934250 | 4369504 | 16270660 | 23210800 | 25537800 | 39995520 | 0 | 1.31 | 5084850 | 60000.01 | 48000.01 | 0 | 7270.302 | 263224500 | 5938978
11000 | 13000 | 22054 | 35 | 999999 | 9999999 | 1035687000 | 0.20894 | 64491130 | 63425470 | 19.287 | 0 | 18.8586 | 5.1168 | 18092250 | 16021510 | 13273000 | 18934520 | 20510220 | 32121680 | 0 | 0.76418 | 3087064 | 35000.01 | 28000.01 | 0 | 7239.119 | 265380600 | 7821922
16077 | 10000 | 22054 | 45 | 999999 | 9999999 | 1035720000 | 0.20912 | 63923730 | 72012860 | 20.1462 | 0 | 17.1767 | 5.5486 | 26442650 | 23416170 | 10210000 | 14565010 | 20510220 | 32121680 | 0 | 0.98251 | 4118400 | 45000.01 | 36000.01 | 0 | 7555.4 | 262338900 | 7550863
5000 | 13000 | 27460 | 45 | 999999 | 9999999 | 1035741000 | 0.20956 | 64596920 | 61884550 | 19.0695 | 0 | 19.2766 | 5.0042 | 8223750 | 7282506 | 13273000 | 18934520 | 25537800 | 39995520 | 0 | 0.98251 | 3846324 | 45000.01 | 36000.01 | 0 | 7136.615 | 265320300 | 6863728
11000 | 10000 | 22054 |  | 999999 | 9999999 | 1035755000 | 0.20758 | 65464970 | 48812470 | 17.9997 | 0 | 22.7748 | 4.3298 | 18092250 | 16021510 | 10210000 | 14565010 | 20510220 | 32121680 | [5 empty] | 0 | 6800.547 | 271393100 | 9992511
13000 | 3000 | 27460 |  | 999999 | 9999999 | 1035774000 | 0.20751 | 65388620 | 49982550 | 18.1631 | 0 | 22.3559 | 4.4065 | 21381750 | 18934520 | 3063000 | 4369504 | 25537800 | 39995520 | [5 empty] | 0 | 6864.676 | 270946200 | 10107410
| 15936 | 27460 | 35 | 999999 | 9999999 | 1035800000 | 0.20939 | 65166380 | 53358460 | 18.2103 | 0 | 21.5402 | 4.5291 |  |  | 16270660 | 23210800 | 25537800 | 39995520 | 0 | 0.76418 | 2937733 | 35000.01 | 28000.01 | 0 | 6820.985 | 268368900 | 7147356
14000 | 3000 | 27460 | 10 | 999999 | 9999999 | 1035822000 | 0.20793 | 65063790 | 54927300 | 18.5889 | 0 | 20.857 | 4.6924 | 23026500 | 20391020 | 3063000 | 4369504 | 25537800 | 39995520 | 0 | 0.21834 | 936264.3 | 10000 | 8000.001 | 0 | 7011.927 | 269012700 | 9463782
14000 | 12000 | 22054 | 50 | 999999 | 9999999 | 1035843000 | 0.20941 | 63913580 | 72288720 | 20.1276 | 0 | 17.1401 | 5.5518 | 23026500 | 20391020 | 12252000 | 17478010 | 20510220 | 32121680 | 0 | 1.0917 | 4505691 | 50000.01 | 40000.01 | 0 | 7538.81 | 262066200 | 7132816
16000 | 5000 | 27460 | 50 | 999999 | 9999999 | 1035846000 | 0.20934 | 63836180 | 73458800 | 20.2906 | 0 | 16.9337 | 5.6113 | 26316000 | 23304020 | 5105000 | 7282506 | 25537800 | 39995520 | 0 | 1.0917 | 4561932 | 50000.01 | 40000.01 | 0 | 7602.296 | 261614900 | 7237664
16000 | 10000 | 22054 | 45 | 999999 | 9999999 | 1035892000 | 0.20917 | 63943540 | 71886220 | 20.1153 | 0 | 17.182 | 5.547 | 26316000 | 23304020 | 10210000 | 14565010 | 20510220 | 32121680 | 0 | 0.98251 | 4108240 | 45000.01 | 36000.01 | 0 | 7543.354 | 262424400 | 7530818
7000 | 13000 | 22054 |  | 999999 | 9999999 | 1035909000 | 0.20779 | 65708370 | 45296470 | 17.5962 | 0 | 24.1259 | 4.0986 | 11513250 | 10195510 | 13273000 | 18934520 | 20510220 | 32121680 | [5 empty] | 0 | 6642.593 | 272501700 | 9717473
9000 | 6000 | 27460 |  | 999999 | 9999999 | 1035910000 | 0.20772 | 65630840 | 46466550 | 17.7602 | 0 | 23.6468 | 4.1779 | 14802750 | 13108510 | 6126000 | 8739007 | 25537800 | 39995520 | [5 empty] | 0 | 6706.722 | 272050000 | 9827462
11000 | 7000 | 27460 | 30 | 999999 | 9999999 | 1035941000 | 0.20883 | 64690330 | 60677050 | 19.0361 | 0 | 19.4462 | 4.982 | 18092250 | 16021510 | 7147000 | 10195510 | 25537800 | 39995520 | 0 | 0.65501 | 2637599 | 30000.01 | 24000 | 0 | 7150.433 | 266409700 | 8074130
9000 | 14000 | 22054 | 30 | 999999 | 9999999 | 1035952000 | 0.2089 | 64768660 | 59506970 | 18.8721 | 0 | 19.7379 | 4.9147 | 14802750 | 13108510 | 14294000 | 20391020 | 20510220 | 32121680 | 0 | 0.65501 | 2611698 | 30000.01 | 24000 | 0 | 7086.6 | 266864800 | 7970100
16077 | 4000 | 27460 | 40 | 999999 | 9999999 | 1035956000 | 0.20901 | 64121710 | 69264450 | 19.8955 | 0 | 17.6374 | 5.4268 | 26442650 | 23416170 | 4084000 | 5826005 | 25537800 | 39995520 | 0 | 0.87334 | 3639181 | 40000.01 | 32000.01 | 0 | 7467.053 | 263363000 | 7800992
3000 | 14000 | 27460 | 40 | 999999 | 9999999 | 1036005000 | 0.20952 | 64874340 | 57966050 | 18.6531 | 0 | 20.2077 | 4.7989 | 4934250 | 4369504 | 14294000 | 20391020 | 25537800 | 39995520 | 0 | 0.87334 | 3386786 | 40000.01 | 32000.01 | 0 | 6983.915 | 266804100 | 7009859
13000 | 5000 | 27460 | 25 | 999999 | 9999999 | 1036013000 | 0.20859 | 64721760 | 60274550 | 19.025 | 0 | 19.5032 | 4.9746 | 21381750 | 18934520 | 5105000 | 7282506 | 25537800 | 39995520 | 0 | 0.54584 | 2233329 | 25000.01 | 20000 | 0 | 7155.054 | 266774000 | 8478961
11000 | 12000 | 22054 | 25 | 999999 | 9999999 | 1036023000 | 0.20866 | 64800040 | 59104470 | 18.8612 | 0 | 19.7976 | 4.9069 | 18092250 | 16021510 | 12252000 | 17478010 | 20510220 | 32121680 | 0 | 0.54584 | 2207681 | 25000.01 | 20000 | 0 | 7091.218 | 267229000 | 8374678
14000 | 6000 | 27460 | 45 | 999999 | 9999999 | 1036060000 | 0.2093 | 64110260 | 69540300 | 19.8768 | 0 | 17.6007 | 5.4299 | 23026500 | 20391020 | 6126000 | 8739007 | 25537800 | 39995520 | 0 | 0.98251 | 4033809 | 45000.01 | 36000.01 | 0 | 7450.38 | 263084800 | 7376747
2000 | 13000 | 27460 | 20 | 999999 | 9999999 | 1036062000 | 0.20882 | 65492780 | 48700300 | 17.8002 | 0 | 22.9631 | 4.2789 | 3289500 | 2913002 | 13273000 | 18934520 | 25537800 | 39995520 | 0 | 0.43667 | 1695001 | 20000 | 16000 | 0 | 6687.346 | 270522300 | 8130109
7000 | 15936 | 22054 | 35 | 999999 | 9999999 | 1036072000 | 0.20919 | 64754220 | 59844130 | 18.8572 | 0 | 19.6728 | 4.9238 | 11513250 | 10195510 | 16270660 | 23210800 | 20510220 | 32121680 | 0 | 0.76418 | 3011821 | 35000.01 | 28000.01 | 0 | 7071.917 | 266572500 | 7549171
5000 | 12000 | 27460 | 35 | 999999 | 9999999 | 1036075000 | 0.20928 | 64905710 | 57563550 | 18.6425 | 0 | 20.2714 | 4.7904 | 8223750 | 7282506 | 12252000 | 17478010 | 25537800 | 39995520 | 0 | 0.76418 | 2982786 | 35000.01 | 28000.01 | 0 | 6988.533 | 267168200 | 7414420
13000 | 10000 | 22054 | 20 | 999999 | 9999999 | 1036106000 | 0.20841 | 64832270 | 58701970 | 18.8502 | 0 | 19.8562 | 4.8993 | 21381750 | 18934520 | 10210000 | 14565010 | 20510220 | 32121680 | 0 | 0.43667 | 1799681 | 20000 | 16000 | 0 | 7095.882 | 267596700 | 8783244
16000 | 4000 | 27460 | 40 | 999999 | 9999999 | 1036129000 | 0.20905 | 64141560 | 69137800 | 19.8646 | 0 | 17.6437 | 5.425 | 26316000 | 23304020 | 4084000 | 5826005 | 25537800 | 39995520 | 0 | 0.87334 | 3630124 | 40000.01 | 32000.01 | 0 | 7454.995 | 263448600 | 7780992
7000 | 10000 | 27460 | 30 | 999999 | 9999999 | 1036145000 | 0.20903 | 64937080 | 57161050 | 18.6318 | 0 | 20.3358 | 4.7819 | 11513250 | 10195510 | 10210000 | 14565010 | 25537800 | 39995520 | 0 | 0.65501 | 2578786 | 30000.01 | 24000 | 0 | 6993.151 | 267532300 | 7818981
16077 | 6000 | 22054 |  | 999999 | 9999999 | 1036172000 | 0.20747 | 65209600 | 53078860 | 18.4327 | 0 | 21.2873 | 4.6142 | 26442650 | 23416170 | 6126000 | 8739007 | 20510220 | 32121680 | [5 empty] | 0 | 6970.663 | 270212800 | 10302450
16077 | 15936 | 13405 | 15 | 999999 | 9999999 | 1036182000 | 0.20811 | 64742570 | 60129950 | 18.9856 | 0 | 19.4511 | 4.9987 | 26442650 | 23416170 | 16270660 | 23210800 | 12466650 | 19524400 | 0 | 0.3275 | 1408005 | 15000 | 12000 | 0 | 7157.854 | 267562400 | 9291830
9000 | 8000 | 27460 | 25 | 999999 | 9999999 | 1036216000 | 0.20879 | 64968460 | 56758550 | 18.6212 | 0 | 20.4008 | 4.7732 | 14802750 | 13108510 | 8168000 | 11652010 | 25537800 | 39995520 | 0 | 0.54584 | 2174786 | 25000.01 | 20000 | 0 | 6997.77 | 267896400 | 8223542
16077 | 3000 | 27460 | 30 | 999999 | 9999999 | 1036270000 | 0.20872 | 64429100 | 64943440 | 19.4699 | 0 | 18.4268 | 5.2312 | 26442650 | 23416170 | 3063000 | 4369504 | 25537800 | 39995520 | 0 | 0.65501 | 2725411 | 30000.01 | 24000 | 0 | 7319.545 | 265205000 | 8350875
3000 | 15936 | 22054 |  | 999999 | 9999999 | 1036290000 | 0.20804 | 65971220 | 41715130 | 17.1656 | 0 | 25.6895 | 3.8588 | 4934250 | 4369504 | 16270660 | 23210800 | 20510220 | 32121680 | [5 empty] | 0 | 6474.53 | 273692700 | 9436187
11000 | 6000 | 27460 | 20 | 999999 | 9999999 | 1036298000 | 0.20855 | 65000620 | 56356050 | 18.6105 | 0 | 20.465 | 4.7648 | 18092250 | 16021510 | 6126000 | 8739007 | 25537800 | 39995520 | 0 | 0.43667 | 1767138 | 20000 | 16000 | 0 | 7002.429 | 268263800 | 8631755
9000 | 13000 | 22054 | 20 | 999999 | 9999999 | 1036317000 | 0.20862 | 65079480 | 55185970 | 18.4464 | 0 | 20.7969 | 4.6944 | 14802750 | 13108510 | 13273000 | 18934520 | 20510220 | 32121680 | 0 | 0.43667 | 1747985 | 20000 | 16000 | 0 | 6938.519 | 268721200 | 8529298
13000 | 10000 | 27460 | 80 | 999999 | 9999999 | 1036337000 | 0.21056 | 63200750 | 83529550 | 21.1671 | 0 | 15.4611 | 6.0231 | 21381750 | 18934520 | 10210000 | 14565010 | 25537800 | 39995520 | 0 | 1.7467 | 7167464 | 80000.02 | 64000.01 | 0 | 7888.419 | 257359200 | 5488349
16000 | 6000 | 22054 |  | 999999 | 9999999 | 1036338000 | 0.20752 | 65229000 | 52952220 | 18.4018 | 0 | 21.3047 | 4.6107 | 26316000 | 23304020 | 6126000 | 8739007 | 20510220 | 32121680 | [5 empty] | 0 | 6958.501 | 270296600 | 10279710
16077 | 8000 | 22054 | 25 | 999999 | 9999999 | 1036347000 | 0.20855 | 64538570 | 63370860 | 19.2951 | 0 | 18.7337 | 5.1601 | 26442650 | 23416170 | 8168000 | 11652010 | 20510220 | 32121680 | 0 | 0.54584 | 2284849 | 25000.01 | 20000 | 0 | 7260.452 | 266023300 | 8651519
16000 | 15936 | 13405 | 15 | 999999 | 9999999 | 1036356000 | 0.20816 | 64762550 | 60003300 | 18.9546 | 0 | 19.4618 | 4.9962 | 26316000 | 23304020 | 16270660 | 23210800 | 12466650 | 19524400 | 0 | 0.3275 | 1403038 | 15000 | 12000 | 0 | 7145.749 | 267648600 | 9271976
3000 | 13000 | 27460 | 30 | 999999 | 9999999 | 1036370000 | 0.20924 | 65185210 | 53645050 | 18.2262 | 0 | 21.3338 | 4.5746 | 4934250 | 4369504 | 13273000 | 18934520 | 25537800 | 39995520 | 0 | 0.65501 | 2535953 | 30000.01 | 24000 | 0 | 6835.687 | 268660700 | 7567932
14000 | 5000 | 27460 | 35 | 999999 | 9999999 | 1036373000 | 0.20901 | 64417650 | 65219300 | 19.4506 | 0 | 18.3861 | 5.235 | 23026500 | 20391020 | 5105000 | 7282506 | 25537800 | 39995520 | 0 | 0.76418 | 3122382 | 35000.01 | 28000.01 | 0 | 7302.845 | 264926900 | 7926434
| 14000 | 27460 | 15 | 999999 | 9999999 | 1036398000 | 0.20878 | 65774950 | 44781800 | 17.3843 | 0 | 24.4321 | 4.0383 |  |  | 14294000 | 20391020 | 25537800 | 39995520 | 0 | 0.3275 | 1264832 | 15000 | 12000 | 0 | 6534.31 | 272025900 | 8293083
13000 | 4000 | 27460 | 15 | 999999 | 9999999 | 1036400000 | 0.20831 | 65034090 | 55953550 | 18.5997 | 0 | 20.5274 | 4.7568 | 21381750 | 18934520 | 4084000 | 5826005 | 25537800 | 39995520 | 0 | 0.3275 | 1353412 | 15000 | 12000 | 0 | 7007.159 | 268636700 | 9046055
16000 | 3000 | 27460 | 30 | 999999 | 9999999 | 1036443000 | 0.20877 | 64449020 | 64816800 | 19.439 | 0 | 18.4349 | 5.229 | 26316000 | 23304020 | 3063000 | 4369504 | 25537800 | 39995520 | 0 | 0.65501 | 2718381 | 30000.01 | 24000 | 0 | 7307.463 | 265291000 | 8330995
14000 | 10000 | 22054 | 30 | 999999 | 9999999 | 1036449000 | 0.20884 | 64527010 | 63646720 | 19.2756 | 0 | 18.6915 | 5.1642 | 23026500 | 20391020 | 10210000 | 14565010 | 20510220 | 32121680 | 0 | 0.65501 | 2683064 | 30000.01 | 24000 | 0 | 7243.737 | 265744700 | 8226483
14000 | 2000 | 27460 |  | 999999 | 9999999 | 1036466000 | 0.20765 | 65393140 | 50606300 | 18.1631 | 0 | 22.0469 | 4.4647 | 23026500 | 20391020 | 2042000 | 2913002 | 25537800 | 39995520 | [5 empty] | 0 | 6864.676 | 270946200 | 10107410
13000 | 8000 | 27460 | 60 | 999999 | 9999999 | 1036491000 | 0.20997 | 63784200 | 74887550 | 20.3152 | 0 | 16.6746 | 5.6724 | 21381750 | 18934520 | 8168000 | 11652010 | 25537800 | 39995520 | 0 | 1.31 | 5341049 | 60000.01 | 48000.01 | 0 | 7593.39 | 260912700 | 6457467
13000 | 12000 | 27460 | 100 | 999999 | 9999999 | 1036506000 | 0.21117 | 62638700 | 92171550 | 22.0181 | 0 | 14.4268 | 6.3509 | 21381750 | 18934520 | 12252000 | 17478010 | 25537800 | 39995520 | 0 | 2.1834 | 8994134 | 100000 | 80000.02 | 0 | 8183.446 | 253894700 | 4608357
2000 | 12000 | 27460 | 10 | 999999 | 9999999 | 1036507000 | 0.20854 | 65808920 | 44379300 | 17.3749 | 0 | 24.5356 | 4.0257 | 3289500 | 2913002 | 12252000 | 17478010 | 25537800 | 39995520 | 0 | 0.21834 | 848831.8 | 10000 | 8000.001 | 0 | 6539.065 | 272400800 | 8709660
9000 | 13000 | 27460 | 80 | 999999 | 9999999 | 1036515000 | 0.21076 | 63445760 | 80013550 | 20.765 | 0 | 15.9505 | 5.8641 | 14802750 | 13108510 | 13273000 | 18934520 | 25537800 | 39995520 | 0 | 1.7467 | 6974891 | 80000.02 | 64000.01 | 0 | 7732.667 | 258474500 | 5239313
16000 | 8000 | 22054 | 25 | 999999 | 9999999 | 1036521000 | 0.20859 | 64558520 | 63244220 | 19.2642 | 0 | 18.7426 | 5.1578 | 26316000 | 23304020 | 8168000 | 11652010 | 20510220 | 32121680 | 0 | 0.54584 | 2278424 | 25000.01 | 20000 | 0 | 7248.363 | 266109400 | 8631684
9000 | 14000 | 27460 | 90 | 999999 | 9999999 | 1036550000 | 0.21106 | 63161450 | 84334550 | 21.1911 | 0 | 15.371 | 6.0367 | 14802750 | 13108510 | 14294000 | 20391020 | 25537800 | 39995520 | 0 | 1.965 | 7867086 | 90000.02 | 72000.02 | 0 | 7880.422 | 256728600 | 4787757
9000 | 12000 | 27460 | 70 | 999999 | 9999999 | 1036578000 | 0.21047 | 63736550 | 75692550 | 20.3385 | 0 | 16.5795 | 5.6859 | 14802750 | 13108510 | 12252000 | 17478010 | 25537800 | 39995520 | 0 | 1.5284 | 6079253 | 70000.02 | 56000.01 | 0 | 7584.952 | 260247400 | 5718237
11000 | 15936 | 22054 | 70 | 999999 | 9999999 | 1036585000 | 0.21038 | 63585730 | 77973130 | 20.5521 | 0 | 16.2123 | 5.7975 | 18092250 | 16021510 | 16270660 | 23210800 | 20510220 | 32121680 | 0 | 1.5284 | 6164979 | 70000.02 | 56000.01 | 0 | 7667.687 | 259654500 | 5850099
16077 | 2000 | 27460 | 20 | 999999 | 9999999 | 1036614000 | 0.20844 | 64738560 | 60622440 | 19.0448 | 0 | 19.3134 | 5.0251 | 26442650 | 23416170 | 2042000 | 2913002 | 25537800 | 39995520 | 0 | 0.43667 | 1830434 | 20000 | 16000 | 0 | 7171.822 | 267055700 | 8907508
9000 | 7000 | 27460 | 15 | 999999 | 9999999 | 1036620000 | 0.20851 | 65281900 | 52437550 | 18.1956 | 0 | 21.555 | 4.5455 | 14802750 | 13108510 | 7147000 | 10195510 | 25537800 | 39995520 | 0 | 0.3275 | 1312033 | 15000 | 12000 | 0 | 6849.678 | 269763700 | 8793551
7000 | 14000 | 22054 | 15 | 999999 | 9999999 | 1036643000 | 0.20858 | 65361010 | 51267470 | 18.0312 | 0 | 21.9337 | 4.472 | 11513250 | 10195510 | 14294000 | 20391020 | 20510220 | 32121680 | 0 | 0.3275 | 1299246 | 15000 | 12000 | 0 | 6785.695 | 270222100 | 8691461
16077 | 13000 | 22054 | 80 | 999999 | 9999999 | 1036691000 | 0.21053 | 63018830 | 86625860 | 21.4361 | 0 | 15.0172 | 6.1737 | 26442650 | 23416170 | 13273000 | 18934520 | 20510220 | 32121680 | 0 | 1.7467 | 7307204 | 80000.02 | 64000.01 | 0 | 7992.809 | 256613700 | 5657328
16077 | 14000 | 22054 | 90 | 999999 | 9999999 | 1036704000 | 0.21083 | 62733080 | 90946860 | 21.8619 | 0 | 14.5196 | 6.3339 | 26442650 | 23416170 | 14294000 | 20391020 | 20510220 | 32121680 | 0 | 1.965 | 8246187 | 90000.02 | 72000.02 | 0 | 8140.029 | 254861800 | 5195101
14000 | 4000 | 27460 | 25 | 999999 | 9999999 | 1036704000 | 0.20873 | 64726270 | 60898300 | 19.025 | 0 | 19.2693 | 5.0295 | 23026500 | 20391020 | 4084000 | 5826005 | 25537800 | 39995520 | 0 | 0.54584 | 2233329 | 25000.01 | 20000 | 0 | 7155.054 | 266774000 | 8478961
13000 | 7000 | 27460 | 50 | 999999 | 9999999 | 1036705000 | 0.20968 | 64085010 | 70566550 | 19.8887 | 0 | 17.3664 | 5.4874 | 21381750 | 18934520 | 7147000 | 10195510 | 25537800 | 39995520 | 0 | 1.0917 | 4430342 | 50000.01 | 40000.01 | 0 | 7445.847 | 262727400 | 6979663
11000 | 14000 | 22054 | 50 | 999999 | 9999999 | 1036707000 | 0.20975 | 64162720 | 69396470 | 19.7251 | 0 | 17.5876 | 5.4262 | 18092250 | 16021510 | 14294000 | 20391020 | 20510220 | 32121680 | 0 | 1.0917 | 4384461 | 50000.01 | 40000.01 | 0 | 7382.242 | 263180000 | 6875054
16077 | 7000 | 22054 | 15 | 999999 | 9999999 | 1036727000 | 0.20826 | 64850360 | 59049860 | 18.8701 | 0 | 19.6571 | 4.9506 | 26442650 | 23416170 | 7147000 | 10195510 | 20510220 | 32121680 | 0 | 0.3275 | 1390030 | 15000 | 12000 | 0 | 7112.727 | 267883700 | 9217844
11000 | 5000 | 27460 | 10 | 999999 | 9999999 | 1036730000 | 0.20827 | 65315860 | 52035050 | 18.1853 | 0 | 21.6269 | 4.5363 | 18092250 | 16021510 | 5105000 | 7282506 | 25537800 | 39995520 | 0 | 0.21834 | 896033 | 10000 | 8000.001 | 0 | 6854.433 | 270138700 | 9210128
16077 | 12000 | 22054 | 70 | 999999 | 9999999 | 1036735000 | 0.21023 | 63308390 | 82304860 | 21.0104 | 0 | 15.5559 | 6.0074 | 26442650 | 23416170 | 12252000 | 17478010 | 20510220 | 32121680 | 0 | 1.5284 | 6373724 | 70000.02 | 56000.01 | 0 | 7845.526 | 258381500 | 6134920
5000 | 15936 | 22054 | 20 | 999999 | 9999999 | 1036737000 | 0.20887 | 65344860 | 51604620 | 18.0154 | 0 | 21.8529 | 4.4827 | 8223750 | 7282506 | 16270660 | 23210800 | 20510220 | 32121680 | 0 | 0.43667 | 1709902 | 20000 | 16000 | 0 | 6770.891 | 269922700 | 8262318
13000 | 12000 | 22054 | 45 | 999999 | 9999999 | 1036751000 | 0.2095 | 64192390 | 68993970 | 19.7133 | 0 | 17.6333 | 5.4206 | 21381750 | 18934520 | 12252000 | 17478010 | 20510220 | 32121680 | 0 | 0.98251 | 3988340 | 45000.01 | 36000.01 | 0 | 7386.771 | 263537000 | 7271725
9000 | 12000 | 22054 | 10 | 999999 | 9999999 | 1036753000 | 0.20834 | 65394980 | 50864970 | 18.0211 | 0 | 22.0094 | 4.4623 | 14802750 | 13108510 | 12252000 | 17478010 | 20510220 | 32121680 | 0 | 0.21834 | 883246.3 | 10000 | 8000.001 | 0 | 6790.45 | 270597100 | 9108039
3000 | 12000 | 27460 | 20 | 999999 | 9999999 | 1036754000 | 0.20896 | 65497300 | 49324050 | 17.8002 | 0 | 22.6371 | 4.3368 | 4934250 | 4369504 | 12252000 | 17478010 | 25537800 | 39995520 | 0 | 0.43667 | 1695001 | 20000 | 16000 | 0 | 6687.346 | 270522300 | 8130109
16000 | 2000 | 27460 | 20 | 999999 | 9999999 | 1036788000 | 0.20849 | 64758540 | 60495800 | 19.0138 | 0 | 19.3238 | 5.0226 | 26316000 | 23304020 | 2042000 | 2913002 | 25537800 | 39995520 | 0 | 0.43667 | 1825175 | 20000 | 16000 | 0 | 7159.72 | 267141900 | 8887681
5000 | 10000 | 27460 | 15 | 999999 | 9999999 | 1036851000 | 0.20872 | 65530410 | 48921550 | 17.7904 | 0 | 22.7219 | 4.3259 | 8223750 | 7282506 | 10210000 | 14565010 | 25537800 | 39995520 | 0 | 0.3275 | 1282936 | 15000 | 12000 | 0 | 6692.057 | 270893700 | 8542746
16000 | 13000 | 22054 | 80 | 999999 | 9999999 | 1036863000 | 0.21058 | 63038640 | 86499220 | 21.4053 | 0 | 15.0185 | 6.173 | 26316000 | 23304020 | 13273000 | 18934520 | 20510220 | 32121680 | 0 | 1.7467 | 7290850 | 80000.02 | 64000.01 | 0 | 7980.833 | 256699200 | 5637887
16000 | 14000 | 22054 | 90 | 999999 | 9999999 | 1036876000 | 0.21088 | 62752920 | 90820220 | 21.8311 | 0 | 14.5201 | 6.3335 | 26316000 | 23304020 | 14294000 | 20391020 | 20510220 | 32121680 | 0 | 1.965 | 8227709 | 90000.02 | 72000.02 | 0 | 8128.078 | 254947400 | 5176015
5000 | 14000 | 27460 | 60 | 999999 | 9999999 | 1036879000 | 0.21037 | 64276390 | 67855550 | 19.5076 | 0 | 17.9281 | 5.321 | 8223750 | 7282506 | 14294000 | 20391020 | 25537800 | 39995520 | 0 | 1.31 | 5091152 | 60000.01 | 48000.01 | 0 | 7280.339 | 263152500 | 5954931
9000 | 10000 | 27460 | 50 | 999999 | 9999999 | 1036884000 | 0.20988 | 64330120 | 67050550 | 19.4853 | 0 | 18.0343 | 5.3063 | 14802750 | 13108510 | 10210000 | 14565010 | 25537800 | 39995520 | 0 | 1.0917 | 4324811 | 50000.01 | 40000.01 | 0 | 7289.099 | 263843200 | 6722335
5000 | 15936 | 27460 | 80 | 999999 | 9999999 | 1036901000 | 0.21101 | 63708910 | 76432210 | 20.3356 | 0 | 16.4733 | 5.7026 | 8223750 | 7282506 | 16270660 | 23210800 | 25537800 | 39995520 | 0 | 1.7467 | 6793323 | 80000.02 | 64000.01 | 0 | 7566.68 | 259666700 | 4977440
16000 | 7000 | 22054 | 15 | 999999 | 9999999 | 1036902000 | 0.20831 | 64870360 | 58923220 | 18.8391 | 0 | 19.6684 | 4.948 | 26316000 | 23304020 | 7147000 | 10195510 | 20510220 | 32121680 | 0 | 0.3275 | 1385462 | 15000 | 12000 | 0 | 7100.617 | 267970000 | 9198039
16000 | 12000 | 22054 | 70 | 999999 | 9999999 | 1036908000 | 0.21028 | 63328280 | 82178220 | 20.9795 | 0 | 15.558 | 6.0065 | 26316000 | 23304020 | 12252000 | 17478010 | 20510220 | 32121680 | 0 | 1.5284 | 6358800 | 70000.02 | 56000.01 | 0 | 7833.534 | 258467300 | 6115662
11000 | 8000 | 27460 | 45 | 999999 | 9999999 | 1036929000 | 0.20964 | 64359760 | 66648050 | 19.4738 | 0 | 18.0834 | 5.3 | 18092250 | 16021510 | 8168000 | 11652010 | 25537800 | 39995520 | 0 | 0.98251 | 3928811 | 45000.01 | 36000.01 | 0 | 7293.626 | 264200100 | 7118885
7000 | 8000 | 27460 | 10 | 999999 | 9999999 | 1036960000 | 0.20847 | 65564380 | 48519050 | 17.7806 | 0 | 22.8061 | 4.3153 | 11513250 | 10195510 | 8168000 | 11652010 | 25537800 | 39995520 | 0 | 0.21834 | 866935.7 | 10000 | 8000.001 | 0 | 6696.812 | 271268600 | 8959323
2000 | 14000 | 27460 | 35 | 999999 | 9999999 | 1036991000 | 0.20962 | 65158350 | 54671300 | 18.2364 | 0 | 20.9813 | 4.6405 | 3289500 | 2913002 | 14294000 | 20391020 | 25537800 | 39995520 | 0 | 0.76418 | 2939953 | 35000.01 | 28000.01 | 0 | 6831.068 | 268296600 | 7163371
13000 | 6000 | 27460 | 40 | 999999 | 9999999 | 1036994000 | 0.20939 | 64390800 | 66245550 | 19.4622 | 0 | 18.1308 | 5.2943 | 21381750 | 18934520 | 6126000 | 8739007 | 25537800 | 39995520 | 0 | 0.87334 | 3526382 | 40000.01 | 32000.01 | 0 | 7298.227 | 264562800 | 7521873
11000 | 13000 | 22054 | 40 | 999999 | 9999999 | 1037000000 | 0.20946 | 64468780 | 65075470 | 19.2984 | 0 | 18.3777 | 5.2304 | 18092250 | 16021510 | 13273000 | 18934520 | 20510220 | 32121680 | 0 | 0.87334 | 3491064 | 40000.01 | 32000.01 | 0 | 7234.501 | 265016500 | 7417361
16077 | 1000 | 27460 | 10 | 999999 | 9999999 | 1037030000 | 0.20816 | 65052770 | 56301440 | 18.6199 | 0 | 20.3134 | 4.8087 | 26442650 | 23416170 | 1021000 | 1456501 | 25537800 | 39995520 | 0 | 0.21834 | 939932.9 | 10000 | 8000.001 | 0 | 7024.048 | 268926200 | 9483499
14000 | 10000 | 27460 | 90 | 999999 | 9999999 | 1037048000 | 0.21101 | 62919910 | 88474300 | 21.593 | 0 | 14.7894 | 6.2364 | 23026500 | 20391020 | 10210000 | 14565010 | 25537800 | 39995520 | 0 | 1.965 | 8089113 | 90000.02 | 72000.02 | 0 | 8035.838 | 255608900 | 5029469
16077 | 10000 | 22054 | 50 | 999999 | 9999999 | 1037054000 | 0.20964 | 63902760 | 73662860 | 20.1586 | 0 | 16.7782 | 5.6562 | 26442650 | 23416170 | 10210000 | 14565010 | 20510220 | 32121680 | 0 | 1.0917 | 4516010 | 50000.01 | 40000.01 | 0 | 7550.854 | 261980600 | 7152701
5000 | 13000 | 27460 | 50 | 999999 | 9999999 | 1037080000 | 0.21009 | 64576330 | 63534550 | 19.0804 | 0 | 18.7706 | 5.1192 | 8223750 | 7282506 | 13273000 | 18934520 | 25537800 | 39995520 | 0 | 1.0917 | 4242205 | 50000.01 | 40000.01 | 0 | 7132.09 | 264963600 | 6467297
14000 | 8000 | 27460 | 70 | 999999 | 9999999 | 1037083000 | 0.21041 | 63495480 | 79832300 | 20.7411 | 0 | 15.8818 | 5.9011 | 23026500 | 20391020 | 8168000 | 11652010 | 25537800 | 39995520 | 0 | 1.5284 | 6247958 | 70000.02 | 56000.01 | 0 | 7740.977 | 259129700 | 5967255
14000 | 3000 | 27460 | 15 | 999999 | 9999999 | 1037092000 | 0.20845 | 65038600 | 56577300 | 18.5997 | 0 | 20.2669 | 4.8133 | 23026500 | 20391020 | 3063000 | 4369504 | 25537800 | 39995520 | 0 | 0.3275 | 1353412 | 15000 | 12000 | 0 | 7007.159 | 268636700 | 9046055
| 15936 | 27460 | 40 | 999999 | 9999999 | 1037113000 | 0.20992 | 65144040 | 55008460 | 18.2204 | 0 | 20.9053 | 4.651 |  |  | 16270660 | 23210800 | 25537800 | 39995520 | 0 | 0.87334 | 3341733 | 40000.01 | 32000.01 | 0 | 6816.367 | 268004800 | 6742795
13000 | 8000 | 22054 |  | 999999 | 9999999 | 1037139000 | 0.20786 | 65474000 | 50059970 | 17.9997 | 0 | 22.1404 | 4.4469 | 21381750 | 18934520 | 8168000 | 11652010 | 20510220 | 32121680 | [5 empty] | 0 | 6800.547 | 271393100 | 9992511
14000 | 7000 | 27460 | 60 | 999999 | 9999999 | 1037183000 | 0.21011 | 63788710 | 75511300 | 20.3152 | 0 | 16.5033 | 5.7233 | 23026500 | 20391020 | 7147000 | 10195510 | 25537800 | 39995520 | 0 | 1.31 | 5341049 | 60000.01 | 48000.01 | 0 | 7593.39 | 260912700 | 6457467
16000 | 1000 | 27460 | 10 | 999999 | 9999999 | 1037205000 | 0.20821 | 65072820 | 56174800 | 18.5889 | 0 | 20.3266 | 4.8058 | 26316000 | 23304020 | 1021000 | 1456501 | 25537800 | 39995520 | 0 | 0.21834 | 936264.3 | 10000 | 8000.001 | 0 | 7011.927 | 269012700 | 9463782
14000 | 8000 | 22054 | 10 | 999999 | 9999999 | 1037220000 | 0.20827 | 65151420 | 55004720 | 18.4252 | 0 | 20.6562 | 4.7347 | 23026500 | 20391020 | 8168000 | 11652010 | 20510220 | 32121680 | 0 | 0.21834 | 918357.9 | 10000 | 8000.001 | 0 | 6948.003 | 269468900 | 9360076
16000 | 10000 | 22054 | 50 | 999999 | 9999999 | 1037226000 | 0.20969 | 63922610 | 73536220 | 20.1276 | 0 | 16.7828 | 5.6548 | 26316000 | 23304020 | 10210000 | 14565010 | 20510220 | 32121680 | 0 | 1.0917 | 4505691 | 50000.01 | 40000.01 | 0 | 7538.81 | 262066200 | 7132816
11000 | 7000 | 27460 | 35 | 999999 | 9999999 | 1037254000 | 0.20935 | 64667980 | 62327050 | 19.0472 | 0 | 18.9324 | 5.0982 | 18092250 | 16021510 | 7147000 | 10195510 | 25537800 | 39995520 | 0 | 0.76418 | 3041599 | 35000.01 | 28000.01 | 0 | 7145.814 | 266045600 | 7669570
9000 | 14000 | 22054 | 35 | 999999 | 9999999 | 1037265000 | 0.20942 | 64746310 | 61156970 | 18.8831 | 0 | 19.2079 | 5.0318 | 14802750 | 13108510 | 14294000 | 20391020 | 20510220 | 32121680 | 0 | 0.76418 | 3015698 | 35000.01 | 28000.01 | 0 | 7081.981 | 266500800 | 7565540
16077 | 4000 | 27460 | 45 | 999999 | 9999999 | 1037270000 | 0.20953 | 64099420 | 70914450 | 19.9077 | 0 | 17.2178 | 5.5361 | 26442650 | 23416170 | 4084000 | 5826005 | 25537800 | 39995520 | 0 | 0.98251 | 4042935 | 45000.01 | 36000.01 | 0 | 7462.438 | 262999100 | 7396677
11000 | 4000 | 27460 |  | 999999 | 9999999 | 1037294000 | 0.20799 | 65639860 | 47714050 | 17.7602 | 0 | 22.9611 | 4.2964 | 18092250 | 16021510 | 4084000 | 5826005 | 25537800 | 39995520 | [5 empty] | 0 | 6706.722 | 272050000 | 9827462
14000 | 15936 | 13405 |  | 999999 | 9999999 | 1037305000 | 0.20784 | 65371970 | 51763810 | 18.1152 | 0 | 21.5517 | 4.5611 | 23026500 | 20391020 | 16270660 | 23210800 | 12466650 | 19524400 | [5 empty] | 0 | 6845.88 | 271077000 | 10073530
13000 | 5000 | 27460 | 30 | 999999 | 9999999 | 1037325000 | 0.20911 | 64699350 | 61924550 | 19.0361 | 0 | 18.9859 | 5.0914 | 21381750 | 18934520 | 5105000 | 7282506 | 25537800 | 39995520 | 0 | 0.65501 | 2637599 | 30000.01 | 24000 | 0 | 7150.433 | 266409700 | 8074130
3000 | 14000 | 27460 | 45 | 999999 | 9999999 | 1037334000 | 0.21005 | 64853070 | 59616050 | 18.6637 | 0 | 19.6496 | 4.9171 | 4934250 | 4369504 | 14294000 | 20391020 | 25537800 | 39995520 | 0 | 0.98251 | 3785806 | 45000.01 | 36000.01 | 0 | 6979.353 | 266444500 | 6610286
11000 | 12000 | 22054 | 30 | 999999 | 9999999 | 1037336000 | 0.20918 | 64777680 | 60754470 | 18.8721 | 0 | 19.2637 | 5.0246 | 18092250 | 16021510 | 12252000 | 17478010 | 20510220 | 32121680 | 0 | 0.65501 | 2611698 | 30000.01 | 24000 | 0 | 7086.6 | 266864800 | 7970100
2000 | 13000 | 27460 | 25 | 999999 | 9999999 | 1037368000 | 0.20934 | 65469920 | 50350300 | 17.8099 | 0 | 22.2351 | 4.4058 | 3289500 | 2913002 | 13273000 | 18934520 | 25537800 | 39995520 | 0 | 0.54584 | 2101403 | 25000.01 | 20000 | 0 | 6682.7 | 270156100 | 7723143
7000 | 15936 | 22054 | 40 | 999999 | 9999999 | 1037385000 | 0.20971 | 64731880 | 61494130 | 18.8681 | 0 | 19.1462 | 5.0404 | 11513250 | 10195510 | 16270660 | 23210800 | 20510220 | 32121680 | 0 | 0.87334 | 3415821 | 40000.01 | 32000.01 | 0 | 7067.298 | 266208400 | 7144610
5000 | 12000 | 27460 | 40 | 999999 | 9999999 | 1037388000 | 0.2098 | 64883360 | 59213550 | 18.6531 | 0 | 19.711 | 4.9089 | 8223750 | 7282506 | 12252000 | 17478010 | 25537800 | 39995520 | 0 | 0.87334 | 3386786 | 40000.01 | 32000.01 | 0 | 6983.915 | 266804100 | 7009859
14000 | 6000 | 27460 | 50 | 999999 | 9999999 | 1037397000 | 0.20982 | 64089520 | 71190300 | 19.8887 | 0 | 17.1803 | 5.5394 | 23026500 | 20391020 | 6126000 | 8739007 | 25537800 | 39995520 | 0 | 1.0917 | 4430342 | 50000.01 | 40000.01 | 0 | 7445.847 | 262727400 | 6979663
13000 | 10000 | 22054 | 25 | 999999 | 9999999 | 1037406000 | 0.20893 | 64809060 | 60351970 | 18.8612 | 0 | 19.3199 | 5.0173 | 21381750 | 18934520 | 10210000 | 14565010 | 20510220 | 32121680 | 0 | 0.54584 | 2207681 | 25000.01 | 20000 | 0 | 7091.218 | 267229000 | 8374678
16000 | 4000 | 27460 | 45 | 999999 | 9999999 | 1037443000 | 0.20958 | 64119280 | 70787800 | 19.8768 | 0 | 17.2233 | 5.5344 | 26316000 | 23304020 | 4084000 | 5826005 | 25537800 | 39995520 | 0 | 0.98251 | 4033809 | 45000.01 | 36000.01 | 0 | 7450.38 | 263084800 | 7376747
7000 | 10000 | 27460 | 35 | 999999 | 9999999 | 1037458000 | 0.20956 | 64914740 | 58811050 | 18.6425 | 0 | 19.771 | 4.901 | 11513250 | 10195510 | 10210000 | 14565010 | 25537800 | 39995520 | 0 | 0.76418 | 2982786 | 35000.01 | 28000.01 | 0 | 6988.533 | 267168200 | 7414420
16077 | 15936 | 13405 | 20 | 999999 | 9999999 | 1037461000 | 0.20863 | 64717980 | 61779950 | 18.9969 | 0 | 18.9393 | 5.1153 | 26442650 | 23416170 | 16270660 | 23210800 | 12466650 | 19524400 | 0 | 0.43667 | 1822393 | 20000 | 16000 | 0 | 7153.118 | 267188900 | 8876867
7000 | 7000 | 27460 |  | 999999 | 9999999 | 1037473000 | 0.2082 | 65885000 | 44198050 | 17.356 | 0 | 24.3551 | 4.0617 | 11513250 | 10195510 | 7147000 | 10195510 | 25537800 | 39995520 | [5 empty] | 0 | 6548.769 | 273165800 | 9559670
5000 | 14000 | 22054 |  | 999999 | 9999999 | 1037483000 | 0.20827 | 65963290 | 43027970 | 17.1916 | 0 | 24.8754 | 3.9802 | 8223750 | 7282506 | 14294000 | 20391020 | 20510220 | 32121680 | [5 empty] | 0 | 6484.639 | 273620800 | 9452876
9000 | 8000 | 27460 | 30 | 999999 | 9999999 | 1037529000 | 0.20931 | 64946110 | 58408550 | 18.6318 | 0 | 19.8316 | 4.893 | 14802750 | 13108510 | 8168000 | 11652010 | 25537800 | 39995520 | 0 | 0.65501 | 2578786 | 30000.01 | 24000 | 0 | 6993.151 | 267532300 | 7818981
16077 | 3000 | 27460 | 35 | 999999 | 9999999 | 1037583000 | 0.20924 | 64406750 | 66593440 | 19.4816 | 0 | 17.9662 | 5.3442 | 26442650 | 23416170 | 3063000 | 4369504 | 25537800 | 39995520 | 0 | 0.76418 | 3129411 | 35000.01 | 28000.01 | 0 | 7314.927 | 264840900 | 7946314
11000 | 6000 | 27460 | 25 | 999999 | 9999999 | 1037599000 | 0.20907 | 64977480 | 58006050 | 18.6212 | 0 | 19.8928 | 4.8849 | 18092250 | 16021510 | 6126000 | 8739007 | 25537800 | 39995520 | 0 | 0.54584 | 2174786 | 25000.01 | 20000 | 0 | 6997.77 | 267896400 | 8223542
9000 | 13000 | 22054 | 25 | 999999 | 9999999 | 1037619000 | 0.20914 | 65056400 | 56835970 | 18.4569 | 0 | 20.2049 | 4.8155 | 14802750 | 13108510 | 13273000 | 18934520 | 20510220 | 32121680 | 0 | 0.54584 | 2155380 | 25000.01 | 20000 | 0 | 6933.862 | 268354100 | 8121338
16000 | 15936 | 13405 | 20 | 999999 | 9999999 | 1037636000 | 0.20868 | 64737960 | 61653300 | 18.9659 | 0 | 18.9487 | 5.113 | 26316000 | 23304020 | 16270660 | 23210800 | 12466650 | 19524400 | 0 | 0.43667 | 1817399 | 20000 | 16000 | 0 | 7141.012 | 267275100 | 8857040
16077 | 8000 | 22054 | 30 | 999999 | 9999999 | 1037658000 | 0.20907 | 64516080 | 65020860 | 19.3066 | 0 | 18.2568 | 5.2746 | 26442650 | 23416170 | 8168000 | 11652010 | 20510220 | 32121680 | 0 | 0.65501 | 2689537 | 30000.01 | 24000 | 0 | 7255.826 | 265658600 | 8246270
16077 |  | 27460 |  | 999999 | 9999999 | 1037681000 | 0.20788 | 65382580 | 51980440 | 18.1941 | 0 | 21.4319 | 4.585 | 26442650 | 23416170 |  |  | 25537800 | 39995520 | [5 empty] | 0 | 6876.838 | 270861700 | 10129420
13000 | 4000 | 27460 | 20 | 999999 | 9999999 | 1037682000 | 0.20883 | 65009640 | 57603550 | 18.6105 | 0 | 19.9532 | 4.8771 | 21381750 | 18934520 | 4084000 | 5826005 | 25537800 | 39995520 | 0 | 0.43667 | 1767138 | 20000 | 16000 | 0 | 7002.429 | 268263800 | 8631755
3000 | 10000 | 27460 |  | 999999 | 9999999 | 1037683000 | 0.2084 | 66132150 | 40682050 | 16.9506 | 0 | 25.9751 | 3.8179 | 4934250 | 4369504 | 10210000 | 14565010 | 25537800 | 39995520 | [5 empty] | 0 | 6390.814 | 274290100 | 9300274
3000 | 13000 | 27460 | 35 | 999999 | 9999999 | 1037683000 | 0.20976 | 65162860 | 55295050 | 18.2364 | 0 | 20.7085 | 4.6968 | 4934250 | 4369504 | 13273000 | 18934520 | 25537800 | 39995520 | 0 | 0.76418 | 2939953 | 35000.01 | 28000.01 | 0 | 6831.068 | 268296600 | 7163371
14000 | 5000 | 27460 | 40 | 999999 | 9999999 | 1037686000 | 0.20953 | 64395300 | 66869300 | 19.4622 | 0 | 17.9273 | 5.3477 | 23026500 | 20391020 | 5105000 | 7282506 | 25537800 | 39995520 | 0 | 0.87334 | 3526382 | 40000.01 | 32000.01 | 0 | 7298.227 | 264562800 | 7521873
| 14000 | 27460 | 20 | 999999 | 9999999 | 1037687000 | 0.2093 | 65751040 | 46431800 | 17.3935 | 0 | 23.6017 | 4.1691 |  |  | 14294000 | 20391020 | 25537800 | 39995520 | 0 | 0.43667 | 1676067 | 20000 | 16000 | 0 | 6529.609 | 271655300 | 7881277
16000 | 3000 | 27460 | 35 | 999999 | 9999999 | 1037756000 | 0.20929 | 64426680 | 66466800 | 19.4506 | 0 | 17.9732 | 5.3423 | 26316000 | 23304020 | 3063000 | 4369504 | 25537800 | 39995520 | 0 | 0.76418 | 3122382 | 35000.01 | 28000.01 | 0 | 7302.845 | 264926900 | 7926434
14000 | 10000 | 22054 | 35 | 999999 | 9999999 | 1037762000 | 0.20936 | 64504660 | 65296720 | 19.287 | 0 | 18.2164 | 5.2783 | 23026500 | 20391020 | 10210000 | 14565010 | 20510220 | 32121680 | 0 | 0.76418 | 3087064 | 35000.01 | 28000.01 | 0 | 7239.119 | 265380600 | 7821922
13000 | 14000 | 22054 | 70 | 999999 | 9999999 | 1037779000 | 0.21061 | 63577890 | 79285970 | 20.5778 | 0 | 15.8984 | 5.8952 | 21381750 | 18934520 | 14294000 | 20391020 | 20510220 | 32121680 | 0 | 1.5284 | 6176000 | 70000.02 | 56000.01 | 0 | 7677.67 | 259583000 | 5866045
2000 | 12000 | 27460 | 15 | 999999 | 9999999 | 1037781000 | 0.20906 | 65783970 | 46029300 | 17.3843 | 0 | 23.6986 | 4.157 | 3289500 | 2913002 | 12252000 | 17478010 | 25537800 | 39995520 | 0 | 0.3275 | 1264832 | 15000 | 12000 | 0 | 6534.31 | 272025900 | 8293083
14000 | 7000 | 22054 |  | 999999 | 9999999 | 1037831000 | 0.208 | 65478500 | 50683720 | 17.9997 | 0 | 21.8341 | 4.5057 | 23026500 | 20391020 | 7147000 | 10195510 | 20510220 | 32121680 | [5 empty] | 0 | 6800.547 | 271393100 | 9992511
16000 | 8000 | 22054 | 30 | 999999 | 9999999 | 1037832000 | 0.20911 | 64536040 | 64894220 | 19.2756 | 0 | 18.2645 | 5.2725 | 26316000 | 23304020 | 8168000 | 11652010 | 20510220 | 32121680 | 0 | 0.65501 | 2683064 | 30000.01 | 24000 | 0 | 7243.737 | 265744700 | 8226483
16000 |  | 27460 |  | 999999 | 9999999 | 1037850000 | 0.20793 | 65402160 | 51853800 | 18.1631 | 0 | 21.4497 | 4.5815 | 26316000 | 23304020 |  |  | 25537800 | 39995520 | [5 empty] | 0 | 6864.676 | 270946200 | 10107410
13000 | 13000 | 22054 | 60 | 999999 | 9999999 | 1037878000 | 0.21032 | 63871080 | 74964970 | 20.1517 | 0 | 16.5253 | 5.7161 | 21381750 | 18934520 | 13273000 | 18934520 | 20510220 | 32121680 | 0 | 1.31 | 5282713 | 60000.01 | 48000.01 | 0 | 7529.928 | 261365900 | 6354715
9000 | 7000 | 27460 | 20 | 999999 | 9999999 | 1037904000 | 0.20903 | 65257620 | 54087550 | 18.2059 | 0 | 20.9172 | 4.6691 | 14802750 | 13108510 | 7147000 | 10195510 | 25537800 | 39995520 | 0 | 0.43667 | 1724929 | 20000 | 16000 | 0 | 6844.958 | 269391600 | 8380082
16077 | 2000 | 27460 | 25 | 999999 | 9999999 | 1037913000 | 0.20896 | 64715300 | 62272440 | 19.056 | 0 | 18.8054 | 5.1419 | 26442650 | 23416170 | 2042000 | 2913002 | 25537800 | 39995520 | 0 | 0.54584 | 2238625 | 25000.01 | 20000 | 0 | 7167.156 | 266687800 | 8498751
7000 | 14000 | 22054 | 20 | 999999 | 9999999 | 1037928000 | 0.2091 | 65336810 | 52917470 | 18.0413 | 0 | 21.2718 | 4.5967 | 11513250 | 10195510 | 14294000 | 20391020 | 20510220 | 32121680 | 0 | 0.43667 | 1711805 | 20000 | 16000 | 0 | 6780.979 | 269850300 | 8278330
11000 | 12000 | 27460 | 90 | 999999 | 9999999 | 1037933000 | 0.21134 | 63170480 | 85582050 | 21.1911 | 0 | 15.0814 | 6.1333 | 18092250 | 16021510 | 12252000 | 17478010 | 25537800 | 39995520 | 0 | 1.965 | 7867086 | 90000.02 | 72000.02 | 0 | 7880.422 | 256728600 | 4787757
13000 | 15936 | 22054 | 90 | 999999 | 9999999 | 1037936000 | 0.21126 | 63019400 | 87862620 | 21.4043 | 0 | 14.7892 | 6.2354 | 21381750 | 18934520 | 16270660 | 23210800 | 20510220 | 32121680 | 0 | 1.965 | 7982549 | 90000.02 | 72000.02 | 0 | 7962.817 | 256134600 | 4915560
11000 | 10000 | 27460 | 70 | 999999 | 9999999 | 1037961000 | 0.21075 | 63745580 | 76940050 | 20.3385 | 0 | 16.2431 | 5.7868 | 18092250 | 16021510 | 10210000 | 14565010 | 25537800 | 39995520 | 0 | 1.5284 | 6079253 | 70000.02 | 56000.01 | 0 | 7584.952 | 260247400 | 5718237
2000 | 15936 | 27460 | 60 | 999999 | 9999999 | 1037983000 | 0.21077 | 64545750 | 64897960 | 19.0755 | 0 | 18.4277 | 5.1915 | 3289500 | 2913002 | 16270660 | 23210800 | 25537800 | 39995520 | 0 | 1.31 | 4996313 | 60000.01 | 48000.01 | 0 | 7113.36 | 264351800 | 5691437
11000 | 5000 | 27460 | 15 | 999999 | 9999999 | 1038004000 | 0.20879 | 65290920 | 53685050 | 18.1956 | 0 | 20.985 | 4.6603 | 18092250 | 16021510 | 5105000 | 7282506 | 25537800 | 39995520 | 0 | 0.3275 | 1312033 | 15000 | 12000 | 0 | 6849.678 | 269763700 | 8793551
16077 | 7000 | 22054 | 20 | 999999 | 9999999 | 1038006000 | 0.20878 | 64825790 | 60699860 | 18.8813 | 0 | 19.1316 | 5.0684 | 26442650 | 23416170 | 7147000 | 10195510 | 20510220 | 32121680 | 0 | 0.43667 | 1804313 | 20000 | 16000 | 0 | 7107.991 | 267510400 | 8802986
14000 | 4000 | 27460 | 30 | 999999 | 9999999 | 1038017000 | 0.20925 | 64703860 | 62548300 | 19.0361 | 0 | 18.7621 | 5.1461 | 23026500 | 20391020 | 4084000 | 5826005 | 25537800 | 39995520 | 0 | 0.65501 | 2637599 | 30000.01 | 24000 | 0 | 7150.433 | 266409700 | 8074130
9000 | 12000 | 22054 | 15 | 999999 | 9999999 | 1038026000 | 0.20886 | 65370030 | 52514970 | 18.0312 | 0 | 21.3432 | 4.5874 | 14802750 | 13108510 | 12252000 | 17478010 | 20510220 | 32121680 | 0 | 0.3275 | 1299246 | 15000 | 12000 | 0 | 6785.695 | 270222100 | 8691461
5000 | 15936 | 22054 | 25 | 999999 | 9999999 | 1038041000 | 0.20939 | 65321920 | 53254620 | 18.0253 | 0 | 21.1937 | 4.6073 | 8223750 | 7282506 | 16270660 | 23210800 | 20510220 | 32121680 | 0 | 0.54584 | 2116633 | 25000.01 | 20000 | 0 | 6766.242 | 269556100 | 7855021
3000 | 12000 | 27460 | 25 | 999999 | 9999999 | 1038059000 | 0.20948 | 65474430 | 50974050 | 17.8099 | 0 | 21.9268 | 4.4636 | 4934250 | 4369504 | 12252000 | 17478010 | 25537800 | 39995520 | 0 | 0.54584 | 2101403 | 25000.01 | 20000 | 0 | 6682.7 | 270156100 | 7723143
16000 | 2000 | 27460 | 25 | 999999 | 9999999 | 1038088000 | 0.20901 | 64735290 | 62145800 | 19.025 | 0 | 18.8145 | 5.1396 | 26316000 | 23304020 | 2042000 | 2913002 | 25537800 | 39995520 | 0 | 0.54584 | 2233329 | 25000.01 | 20000 | 0 | 7155.054 | 266774000 | 8478961
13000 | 12000 | 22054 | 50 | 999999 | 9999999 | 1038090000 | 0.21003 | 64171750 | 70643970 | 19.7251 | 0 | 17.2089 | 5.5309 | 21381750 | 18934520 | 12252000 | 17478010 | 20510220 | 32121680 | 0 | 1.0917 | 4384461 | 50000.01 | 40000.01 | 0 | 7382.242 | 263180000 | 6875054
7000 | 14000 | 27460 | 80 | 999999 | 9999999 | 1038094000 | 0.21124 | 63700970 | 77745050 | 20.3615 | 0 | 16.1486 | 5.8006 | 11513250 | 10195510 | 14294000 | 20391020 | 25537800 | 39995520 | 0 | 1.7467 | 6803405 | 80000.02 | 64000.01 | 0 | 7576.673 | 259594800 | 4993081
11000 | 13000 | 27460 | 100 | 999999 | 9999999 | 1038096000 | 0.21165 | 62894670 | 89903050 | 21.6164 | 0 | 14.561 | 6.2997 | 18092250 | 16021510 | 13273000 | 18934520 | 25537800 | 39995520 | 0 | 2.1834 | 8744577 | 100000 | 80000.02 | 0 | 8028.345 | 255018200 | 4373095
13000 | 3000 | 27460 | 10 | 999999 | 9999999 | 1038113000 | 0.20855 | 65324890 | 53282550 | 18.1853 | 0 | 21.0521 | 4.6517 | 21381750 | 18934520 | 3063000 | 4369504 | 25537800 | 39995520 | 0 | 0.21834 | 896033 | 10000 | 8000.001 | 0 | 6854.433 | 270138700 | 9210128
| 13000 | 27460 | 10 | 999999 | 9999999 | 1038133000 | 0.20903 | 66067210 | 42110800 | 16.9684 | 0 | 25.3168 | 3.9066 |  |  | 13273000 | 18934520 | 25537800 | 39995520 | 0 | 0.21834 | 839005.3 | 10000 | 8000.001 | 0 | 6381.224 | 273534000 | 8460104
11000 | 10000 | 22054 | 10 | 999999 | 9999999 | 1038136000 | 0.20862 | 65404000 | 52112470 | 18.0211 | 0 | 21.4138 | 4.5784 | 18092250 | 16021510 | 10210000 | 14565010 | 20510220 | 32121680 | 0 | 0.21834 | 883246.3 | 10000 | 8000.001 | 0 | 6790.45 | 270597100 | 9108039
5000 | 10000 | 27460 | 20 | 999999 | 9999999 | 1038138000 | 0.20924 | 65506320 | 50571550 | 17.8002 | 0 | 22.0075 | 4.453 | 8223750 | 7282506 | 10210000 | 14565010 | 25537800 | 39995520 | 0 | 0.43667 | 1695001 | 20000 | 16000 | 0 | 6687.346 | 270522300 | 8130109
7000 | 13000 | 27460 | 70 | 999999 | 9999999 | 1038160000 | 0.21095 | 63991970 | 73424050 | 19.9344 | 0 | 16.8067 | 5.6175 | 11513250 | 10195510 | 13273000 | 18934520 | 25537800 | 39995520 | 0 | 1.5284 | 5938095 | 70000.02 | 56000.01 | 0 | 7428.611 | 261368500 | 5469817
16000 | 7000 | 22054 | 20 | 999999 | 9999999 | 1038182000 | 0.20883 | 64845800 | 60573220 | 18.8502 | 0 | 19.1415 | 5.066 | 26316000 | 23304020 | 7147000 | 10195510 | 20510220 | 32121680 | 0 | 0.43667 | 1799681 | 20000 | 16000 | 0 | 7095.882 | 267596700 | 8783244
7000 | 8000 | 27460 | 15 | 999999 | 9999999 | 1038234000 | 0.20899 | 65539430 | 50169050 | 17.7904 | 0 | 22.0867 | 4.4427 | 11513250 | 10195510 | 8168000 | 11652010 | 25537800 | 39995520 | 0 | 0.3275 | 1282936 | 15000 | 12000 | 0 | 6692.057 | 270893700 | 8542746
16077 | 7000 | 27460 | 80 | 999999 | 9999999 | 1038240000 | 0.21094 | 63194440 | 85527450 | 21.198 | 0 | 15.0237 | 6.1697 | 26442650 | 23416170 | 7147000 | 10195510 | 25537800 | 39995520 | 0 | 1.7467 | 7183113 | 80000.02 | 64000.01 | 0 | 7900.403 | 257273600 | 5507718
16077 | 8000 | 27460 | 90 | 999999 | 9999999 | 1038258000 | 0.21124 | 62909030 | 89848450 | 21.6239 | 0 | 14.5193 | 6.3321 | 26442650 | 23416170 | 8168000 | 11652010 | 25537800 | 39995520 | 0 | 1.965 | 8106774 | 90000.02 | 72000.02 | 0 | 8047.798 | 255523100 | 5048402
9000 | 15936 | 22054 | 60 | 999999 | 9999999 | 1038261000 | 0.21057 | 64134020 | 71383620 | 19.7222 | 0 | 17.1079 | 5.5451 | 14802750 | 13108510 | 16270660 | 23210800 | 20510220 | 32121680 | 0 | 1.31 | 5147711 | 60000.01 | 48000.01 | 0 | 7363.408 | 262557200 | 6087335
7000 | 12000 | 27460 | 60 | 999999 | 9999999 | 1038263000 | 0.21066 | 64285420 | 69103050 | 19.5076 | 0 | 17.5345 | 5.4259 | 11513250 | 10195510 | 12252000 | 17478010 | 25537800 | 39995520 | 0 | 1.31 | 5091152 | 60000.01 | 48000.01 | 0 | 7280.339 | 263152500 | 5954931
11000 | 8000 | 27460 | 50 | 999999 | 9999999 | 1038268000 | 0.21016 | 64339140 | 68298050 | 19.4853 | 0 | 17.6358 | 5.4121 | 18092250 | 16021510 | 8168000 | 11652010 | 25537800 | 39995520 | 0 | 1.0917 | 4324811 | 50000.01 | 40000.01 | 0 | 7289.099 | 263843200 | 6722335
16077 | 6000 | 27460 | 70 | 999999 | 9999999 | 1038293000 | 0.21064 | 63484590 | 81206450 | 20.772 | 0 | 15.5694 | 6.0015 | 26442650 | 23416170 | 6126000 | 8739007 | 25537800 | 39995520 | 0 | 1.5284 | 6261895 | 70000.02 | 56000.01 | 0 | 7752.98 | 259043800 | 5986492
16077 | 1000 | 27460 | 15 | 999999 | 9999999 | 1038300000 | 0.20868 | 65027540 | 57951440 | 18.6308 | 0 | 19.75 | 4.929 | 26442650 | 23416170 | 1021000 | 1456501 | 25537800 | 39995520 | 0 | 0.3275 | 1357253 | 15000 | 12000 | 0 | 7019.277 | 268550100 | 9065599
2000 | 14000 | 27460 | 40 | 999999 | 9999999 | 1038305000 | 0.21015 | 65136000 | 56321300 | 18.2465 | 0 | 20.3748 | 4.7619 | 3289500 | 2913002 | 14294000 | 20391020 | 25537800 | 39995520 | 0 | 0.87334 | 3343954 | 40000.01 | 32000.01 | 0 | 6826.45 | 267932500 | 6758810
13000 | 6000 | 27460 | 45 | 999999 | 9999999 | 1038312000 | 0.20992 | 64368790 | 67895550 | 19.4738 | 0 | 17.6825 | 5.4064 | 21381750 | 18934520 | 6126000 | 8739007 | 25537800 | 39995520 | 0 | 0.98251 | 3928811 | 45000.01 | 36000.01 | 0 | 7293.626 | 264200100 | 7118885
11000 | 13000 | 22054 | 45 | 999999 | 9999999 | 1038320000 | 0.20999 | 64446920 | 66725470 | 19.3098 | 0 | 17.9165 | 5.3434 | 18092250 | 16021510 | 13273000 | 18934520 | 20510220 | 32121680 | 0 | 0.98251 | 3892801 | 45000.01 | 36000.01 | 0 | 7229.909 | 264654400 | 7015066
16077 | 14000 | 13405 |  | 999999 | 9999999 | 1038335000 | 0.20802 | 65344810 | 53203300 | 18.172 | 0 | 20.9657 | 4.6804 | 26442650 | 23416170 | 14294000 | 20391020 | 12466650 | 19524400 | [5 empty] | 0 | 6868.151 | 270922000 | 10113690
9000 | 6000 | 27460 | 10 | 999999 | 9999999 | 1038344000 | 0.20875 | 65573400 | 49766550 | 17.7806 | 0 | 22.1649 | 4.4327 | 14802750 | 13108510 | 6126000 | 8739007 | 25537800 | 39995520 | 0 | 0.21834 | 866935.7 | 10000 | 8000.001 | 0 | 6696.812 | 271268600 | 8959323
7000 | 13000 | 22054 | 10 | 999999 | 9999999 | 1038371000 | 0.20882 | 65652790 | 48596470 | 17.616 | 0 | 22.5765 | 4.3566 | 11513250 | 10195510 | 13273000 | 18934520 | 20510220 | 32121680 | 0 | 0.21834 | 858322.2 | 10000 | 8000.001 | 0 | 6632.781 | 271728200 | 8857960
14000 | 3000 | 27460 | 20 | 999999 | 9999999 | 1038374000 | 0.20897 | 65014150 | 58227300 | 18.6105 | 0 | 19.7049 | 4.9334 | 23026500 | 20391020 | 3063000 | 4369504 | 25537800 | 39995520 | 0 | 0.43667 | 1767138 | 20000 | 16000 | 0 | 7002.429 | 268263800 | 8631755
16077 | 5000 | 27460 | 60 | 999999 | 9999999 | 1038393000 | 0.21035 | 63777830 | 76885450 | 20.3461 | 0 | 16.165 | 5.8263 | 26442650 | 23416170 | 5105000 | 7282506 | 25537800 | 39995520 | 0 | 1.31 | 5352597 | 60000.01 | 48000.01 | 0 | 7605.42 | 260826900 | 6476993
14000 | 14000 | 22054 | 80 | 999999 | 9999999 | 1038412000 | 0.21105 | 63291880 | 84230720 | 21.0041 | 0 | 15.1798 | 6.1157 | 23026500 | 20391020 | 14294000 | 20391020 | 20510220 | 32121680 | 0 | 1.7467 | 7086692 | 80000.02 | 64000.01 | 0 | 7825.213 | 257811200 | 5386759
16000 | 7000 | 27460 | 80 | 999999 | 9999999 | 1038412000 | 0.21099 | 63214290 | 85400800 | 21.1671 | 0 | 15.0251 | 6.169 | 26316000 | 23304020 | 7147000 | 10195510 | 25537800 | 39995520 | 0 | 1.7467 | 7167464 | 80000.02 | 64000.01 | 0 | 7888.419 | 257359200 | 5488349
16077 | 6000 | 22054 | 10 | 999999 | 9999999 | 1038428000 | 0.2085 | 65140360 | 56378860 | 18.4562 | 0 | 20.1176 | 4.8518 | 26442650 | 23416170 | 6126000 | 8739007 | 20510220 | 32121680 | 0 | 0.21834 | 921446.4 | 10000 | 8000.001 | 0 | 6960.13 | 269382300 | 9379721
16000 | 8000 | 27460 | 90 | 999999 | 9999999 | 1038431000 | 0.21129 | 62928930 | 89721800 | 21.593 | 0 | 14.5197 | 6.3317 | 26316000 | 23304020 | 8168000 | 11652010 | 25537800 | 39995520 | 0 | 1.965 | 8089113 | 90000.02 | 72000.02 | 0 | 8035.838 | 255608900 | 5029469
| 15936 | 27460 | 45 | 999999 | 9999999 | 1038448000 | 0.21044 | 65123160 | 56658460 | 18.2304 | 0 | 20.3004 | 4.7725 |  |  | 16270660 | 23210800 | 25537800 | 39995520 | 0 | 0.98251 | 3738939 | 45000.01 | 36000.01 | 0 | 6811.826 | 267646800 | 6345038
16000 | 6000 | 27460 | 70 | 999999 | 9999999 | 1038467000 | 0.21069 | 63504500 | 81079800 | 20.7411 | 0 | 15.5715 | 6.0006 | 26316000 | 23304020 | 6126000 | 8739007 | 25537800 | 39995520 | 0 | 1.5284 | 6247958 | 70000.02 | 56000.01 | 0 | 7740.977 | 259129700 | 5967255
14000 | 13000 | 22054 | 70 | 999999 | 9999999 | 1038471000 | 0.21075 | 63582400 | 79909720 | 20.5778 | 0 | 15.7409 | 5.9452 | 23026500 | 20391020 | 13273000 | 18934520 | 20510220 | 32121680 | 0 | 1.5284 | 6176000 | 70000.02 | 56000.01 | 0 | 7677.67 | 259583000 | 5866045
16000 | 1000 | 27460 | 15 | 999999 | 9999999 | 1038476000 | 0.20872 | 65047620 | 57824800 | 18.5997 | 0 | 19.7616 | 4.9263 | 26316000 | 23304020 | 1021000 | 1456501 | 25537800 | 39995520 | 0 | 0.3275 | 1353412 | 15000 | 12000 | 0 | 7007.159 | 268636700 | 9046055
14000 | 8000 | 22054 | 15 | 999999 | 9999999 | 1038494000 | 0.20879 | 65126420 | 56654720 | 18.4358 | 0 | 20.0713 | 4.8563 | 23026500 | 20391020 | 8168000 | 11652010 | 20510220 | 32121680 | 0 | 0.3275 | 1334596 | 15000 | 12000 | 0 | 6943.245 | 269093800 | 8943261
16000 | 14000 | 13405 |  | 999999 | 9999999 | 1038503000 | 0.20807 | 65364400 | 53076650 | 18.141 | 0 | 20.982 | 4.677 | 26316000 | 23304020 | 14294000 | 20391020 | 12466650 | 19524400 | [5 empty] | 0 | 6855.989 | 271006600 | 10091730
7000 | 15936 | 27460 | 100 | 999999 | 9999999 | 1038512000 | 0.21189 | 63159790 | 86321700 | 21.1876 | 0 | 14.9716 | 6.1538 | 11513250 | 10195510 | 16270660 | 23210800 | 25537800 | 39995520 | 0 | 2.1834 | 8499075 | 100000 | 80000.02 | 0 | 7863.088 | 256218500 | 4125831
3000 | 15936 | 27460 | 70 | 999999 | 9999999 | 1038561000 | 0.2112 | 64256160 | 69842700 | 19.5029 | 0 | 17.4154 | 5.4445 | 4934250 | 4369504 | 16270660 | 23210800 | 25537800 | 39995520 | 0 | 1.5284 | 5816544 | 70000.02 | 56000.01 | 0 | 7261.938 | 262565100 | 5206269
16000 | 5000 | 27460 | 60 | 999999 | 9999999 | 1038566000 | 0.21039 | 63797730 | 76758800 | 20.3152 | 0 | 16.1683 | 5.8251 | 26316000 | 23304020 | 5105000 | 7282506 | 25537800 | 39995520 | 0 | 1.31 | 5341049 | 60000.01 | 48000.01 | 0 | 7593.39 | 260912700 | 6457467
11000 | 7000 | 27460 | 40 | 999999 | 9999999 | 1038568000 | 0.20988 | 64645630 | 63977050 | 19.0584 | 0 | 18.4416 | 5.2135 | 18092250 | 16021510 | 7147000 | 10195510 | 25537800 | 39995520 | 0 | 0.87334 | 3445599 | 40000.01 | 32000.01 | 0 | 7141.196 | 265681500 | 7265009
14000 | 12000 | 22054 | 60 | 999999 | 9999999 | 1038570000 | 0.21046 | 63875590 | 75588720 | 20.1517 | 0 | 16.3551 | 5.7673 | 23026500 | 20391020 | 12252000 | 17478010 | 20510220 | 32121680 | 0 | 1.31 | 5282713 | 60000.01 | 48000.01 | 0 | 7529.928 | 261365900 | 6354715
9000 | 14000 | 22054 | 40 | 999999 | 9999999 | 1038578000 | 0.20994 | 64723960 | 62806970 | 18.894 | 0 | 18.7021 | 5.148 | 14802750 | 13108510 | 14294000 | 20391020 | 20510220 | 32121680 | 0 | 0.87334 | 3419698 | 40000.01 | 32000.01 | 0 | 7077.363 | 266136600 | 7160979
2000 | 15936 | 22054 |  | 999999 | 9999999 | 1038593000 | 0.20866 | 66233060 | 40070380 | 16.7598 | 0 | 26.1365 | 3.7951 | 3289500 | 2913002 | 16270660 | 23210800 | 20510220 | 32121680 | [5 empty] | 0 | 6316.576 | 274821800 | 9181596
16000 | 6000 | 22054 | 10 | 999999 | 9999999 | 1038604000 | 0.20855 | 65160440 | 56252220 | 18.4252 | 0 | 20.1303 | 4.849 | 26316000 | 23304020 | 6126000 | 8739007 | 20510220 | 32121680 | 0 | 0.21834 | 918357.9 | 10000 | 8000.001 | 0 | 6948.003 | 269468900 | 9360076
16077 | 4000 | 27460 | 50 | 999999 | 9999999 | 1038607000 | 0.21005 | 64078660 | 72564450 | 19.9197 | 0 | 16.8122 | 5.6452 | 26442650 | 23416170 | 4084000 | 5826005 | 25537800 | 39995520 | 0 | 1.0917 | 4439559 | 50000.01 | 40000.01 | 0 | 7457.904 | 262641600 | 6999503
| 12000 | 27460 |  | 999999 | 9999999 | 1038610000 | 0.20875 | 66385490 | 37789800 | 16.5444 | 0 | 27.39 | 3.6267 |  |  | 12252000 | 17478010 | 25537800 | 39995520 | [5 empty] | 0 | 6232.861 | 275421400 | 9047889
13000 | 5000 | 27460 | 35 | 999999 | 9999999 | 1038638000 | 0.20963 | 64677000 | 63574550 | 19.0472 | 0 | 18.4917 | 5.2073 | 21381750 | 18934520 | 5105000 | 7282506 | 25537800 | 39995520 | 0 | 0.76418 | 3041599 | 35000.01 | 28000.01 | 0 | 7145.814 | 266045600 | 7669570
11000 | 12000 | 22054 | 35 | 999999 | 9999999 | 1038649000 | 0.2097 | 64755340 | 62404470 | 18.8831 | 0 | 18.7543 | 5.1414 | 18092250 | 16021510 | 12252000 | 17478010 | 20510220 | 32121680 | 0 | 0.76418 | 3015698 | 35000.01 | 28000.01 | 0 | 7081.981 | 266500800 | 7565540
13000 | 2000 | 27460 |  | 999999 | 9999999 | 1038677000 | 0.20827 | 65648890 | 48961550 | 17.7602 | 0 | 22.3083 | 4.4154 | 21381750 | 18934520 | 2042000 | 2913002 | 25537800 | 39995520 | [5 empty] | 0 | 6706.722 | 272050000 | 9827462
2000 | 13000 | 27460 | 30 | 999999 | 9999999 | 1038681000 | 0.20986 | 65447570 | 52000300 | 17.8195 | 0 | 21.5474 | 4.5318 | 3289500 | 2913002 | 13273000 | 18934520 | 25537800 | 39995520 | 0 | 0.65501 | 2505403 | 30000.01 | 24000 | 0 | 6678.082 | 269791900 | 7318582
3000 | 14000 | 27460 | 50 | 999999 | 9999999 | 1038682000 | 0.21057 | 64833050 | 61266050 | 18.6741 | 0 | 19.1154 | 5.035 | 4934250 | 4369504 | 14294000 | 20391020 | 25537800 | 39995520 | 0 | 1.0917 | 4179059 | 50000.01 | 40000.01 | 0 | 6974.858 | 266090100 | 6216487
7000 | 15936 | 22054 | 45 | 999999 | 9999999 | 1038711000 | 0.21024 | 64710410 | 63144130 | 18.8789 | 0 | 18.642 | 5.1565 | 11513250 | 10195510 | 16270660 | 23210800 | 20510220 | 32121680 | 0 | 0.98251 | 3815744 | 45000.01 | 36000.01 | 0 | 7062.727 | 265848000 | 6744132
5000 | 12000 | 27460 | 45 | 999999 | 9999999 | 1038717000 | 0.21033 | 64862100 | 60863550 | 18.6637 | 0 | 19.1751 | 5.0269 | 8223750 | 7282506 | 12252000 | 17478010 | 25537800 | 39995520 | 0 | 0.98251 | 3785806 | 45000.01 | 36000.01 | 0 | 6979.353 | 266444500 | 6610286
13000 | 10000 | 22054 | 30 | 999999 | 9999999 | 1038719000 | 0.20946 | 64786700 | 62001970 | 18.8721 | 0 | 18.807 | 5.1348 | 21381750 | 18934520 | 10210000 | 14565010 | 20510220 | 32121680 | 0 | 0.65501 | 2611698 | 30000.01 | 24000 | 0 | 7086.6 | 266864800 | 7970100
16077 | 15936 | 13405 | 25 | 999999 | 9999999 | 1038761000 | 0.20915 | 64694740 | 63429950 | 19.0081 | 0 | 18.4483 | 5.2316 | 26442650 | 23416170 | 16270660 | 23210800 | 12466650 | 19524400 | 0 | 0.54584 | 2230526 | 25000.01 | 20000 | 0 | 7148.452 | 266821100 | 8468167
7000 | 10000 | 27460 | 40 | 999999 | 9999999 | 1038772000 | 0.21008 | 64892390 | 60461050 | 18.6531 | 0 | 19.2331 | 5.0192 | 11513250 | 10195510 | 10210000 | 14565010 | 25537800 | 39995520 | 0 | 0.87334 | 3386786 | 40000.01 | 32000.01 | 0 | 6983.915 | 266804100 | 7009859
16000 | 4000 | 27460 | 50 | 999999 | 9999999 | 1038780000 | 0.2101 | 64098550 | 72437800 | 19.8887 | 0 | 16.8168 | 5.6438 | 26316000 | 23304020 | 4084000 | 5826005 | 25537800 | 39995520 | 0 | 1.0917 | 4430342 | 50000.01 | 40000.01 | 0 | 7445.847 | 262727400 | 6979663
14000 | 15936 | 22054 | 100 | 999999 | 9999999 | 1038784000 | 0.2117 | 62747670 | 92807380 | 21.8295 | 0 | 14.166 | 6.4448 | 23026500 | 20391020 | 16270660 | 23210800 | 20510220 | 32121680 | 0 | 2.1834 | 8874038 | 100000 | 80000.02 | 0 | 8110.581 | 254422400 | 4497693
3000 | 15936 | 22054 | 10 | 999999 | 9999999 | 1038803000 | 0.20908 | 65919020 | 45015130 | 17.184 | 0 | 23.9096 | 4.126 | 4934250 | 4369504 | 16270660 | 23210800 | 20510220 | 32121680 | 0 | 0.21834 | 842698.6 | 10000 | 8000.001 | 0 | 6464.897 | 272933200 | 8592319
14000 | 2000 | 27460 | 10 | 999999 | 9999999 | 1038805000 | 0.20869 | 65329400 | 53906300 | 18.1853 | 0 | 20.774 | 4.7096 | 23026500 | 20391020 | 2042000 | 2913002 | 25537800 | 39995520 | 0 | 0.21834 | 896033 | 10000 | 8000.001 | 0 | 6854.433 | 270138700 | 9210128
9000 | 8000 | 27460 | 35 | 999999 | 9999999 | 1038842000 | 0.20984 | 64923760 | 60058550 | 18.6425 | 0 | 19.2897 | 5.0119 | 14802750 | 13108510 | 8168000 | 11652010 | 25537800 | 39995520 | 0 | 0.76418 | 2982786 | 35000.01 | 28000.01 | 0 | 6988.533 | 267168200 | 7414420
9000 | 5000 | 27460 |  | 999999 | 9999999 | 1038857000 | 0.20848 | 65894020 | 45445550 | 17.356 | 0 | 23.6179 | 4.1827 | 14802750 | 13108510 | 5105000 | 7282506 | 25537800 | 39995520 | [5 empty] | 0 | 6548.769 | 273165800 | 9559670
7000 | 12000 | 22054 |  | 999999 | 9999999 | 1038867000 | 0.20855 | 65972310 | 44275470 | 17.1916 | 0 | 24.1056 | 4.1019 | 11513250 | 10195510 | 12252000 | 17478010 | 20510220 | 32121680 | [5 empty] | 0 | 6484.639 | 273620800 | 9452876
16077 | 3000 | 27460 | 40 | 999999 | 9999999 | 1038896000 | 0.20977 | 64384400 | 68243450 | 19.4933 | 0 | 17.5247 | 5.4564 | 26442650 | 23416170 | 3063000 | 4369504 | 25537800 | 39995520 | 0 | 0.87334 | 3533411 | 40000.01 | 32000.01 | 0 | 7310.309 | 264476800 | 7541753
11000 | 6000 | 27460 | 30 | 999999 | 9999999 | 1038913000 | 0.20959 | 64955130 | 59656050 | 18.6318 | 0 | 19.3469 | 5.0044 | 18092250 | 16021510 | 6126000 | 8739007 | 25537800 | 39995520 | 0 | 0.65501 | 2578786 | 30000.01 | 24000 | 0 | 6993.151 | 267532300 | 7818981
9000 | 13000 | 22054 | 30 | 999999 | 9999999 | 1038932000 | 0.20966 | 65034060 | 58485970 | 18.4673 | 0 | 19.6409 | 4.936 | 14802750 | 13108510 | 13273000 | 18934520 | 20510220 | 32121680 | 0 | 0.65501 | 2559380 | 30000.01 | 24000 | 0 | 6929.244 | 267990000 | 7716778
16000 | 15936 | 13405 | 25 | 999999 | 9999999 | 1038935000 | 0.2092 | 64714730 | 63303300 | 18.977 | 0 | 18.4565 | 5.2294 | 26316000 | 23304020 | 16270660 | 23210800 | 12466650 | 19524400 | 0 | 0.54584 | 2225495 | 25000.01 | 20000 | 0 | 7136.347 | 266907300 | 8448377
16077 | 8000 | 22054 | 35 | 999999 | 9999999 | 1038971000 | 0.20959 | 64493730 | 66670860 | 19.318 | 0 | 17.8 | 5.3883 | 26442650 | 23416170 | 8168000 | 11652010 | 20510220 | 32121680 | 0 | 0.76418 | 3093537 | 35000.01 | 28000.01 | 0 | 7251.208 | 265294500 | 7841709
13000 | 4000 | 27460 | 25 | 999999 | 9999999 | 1038983000 | 0.20935 | 64986500 | 59253550 | 18.6212 | 0 | 19.4046 | 4.997 | 21381750 | 18934520 | 4084000 | 5826005 | 25537800 | 39995520 | 0 | 0.54584 | 2174786 | 25000.01 | 20000 | 0 | 6997.77 | 267896400 | 8223542
| 14000 | 27460 | 25 | 999999 | 9999999 | 1038994000 | 0.20983 | 65728300 | 48081800 | 17.4027 | 0 | 22.8202 | 4.2993 |  |  | 14294000 | 20391020 | 25537800 | 39995520 | 0 | 0.54584 | 2081846 | 25000.01 | 20000 | 0 | 6524.97 | 271289600 | 7474935
3000 | 13000 | 27460 | 40 | 999999 | 9999999 | 1038996000 | 0.21029 | 65140510 | 56945050 | 18.2465 | 0 | 20.1151 | 4.818 | 4934250 | 4369504 | 13273000 | 18934520 | 25537800 | 39995520 | 0 | 0.87334 | 3343954 | 40000.01 | 32000.01 | 0 | 6826.45 | 267932500 | 6758810
14000 | 5000 | 27460 | 45 | 999999 | 9999999 | 1039004000 | 0.21006 | 64373300 | 68519300 | 19.4738 | 0 | 17.4871 | 5.4596 | 23026500 | 20391020 | 5105000 | 7282506 | 25537800 | 39995520 | 0 | 0.98251 | 3928811 | 45000.01 | 36000.01 | 0 | 7293.626 | 264200100 | 7118885
16077 | 5000 | 22054 |  | 999999 | 9999999 | 1039044000 | 0.20823 | 65467860 | 52057860 | 18.0307 | 0 | 21.2251 | 4.6269 | 26442650 | 23416170 | 5105000 | 7282506 | 20510220 | 32121680 | [5 empty] | 0 | 6812.709 | 271308200 | 10014160
5000 | 8000 | 27460 |  | 999999 | 9999999 | 1039067000 | 0.20868 | 66141170 | 41929550 | 16.9506 | 0 | 25.1328 | 3.9411 | 8223750 | 7282506 | 8168000 | 11652010 | 25537800 | 39995520 | [5 empty] | 0 | 6390.814 | 274290100 | 9300274
16000 | 3000 | 27460 | 40 | 999999 | 9999999 | 1039069000 | 0.20981 | 64404330 | 68116800 | 19.4622 | 0 | 17.5308 | 5.4547 | 26316000 | 23304020 | 3063000 | 4369504 | 25537800 | 39995520 | 0 | 0.87334 | 3526382 | 40000.01 | 32000.01 | 0 | 7298.227 | 264562800 | 7521873
2000 | 12000 | 27460 | 20 | 999999 | 9999999 | 1039071000 | 0.20958 | 65760060 | 47679300 | 17.3935 | 0 | 22.9116 | 4.2875 | 3289500 | 2913002 | 12252000 | 17478010 | 25537800 | 39995520 | 0 | 0.43667 | 1676067 | 20000 | 16000 | 0 | 6529.609 | 271655300 | 7881277
14000 | 10000 | 22054 | 40 | 999999 | 9999999 | 1039075000 | 0.20988 | 64482320 | 66946720 | 19.2984 | 0 | 17.7614 | 5.3916 | 23026500 | 20391020 | 10210000 | 14565010 | 20510220 | 32121680 | 0 | 0.87334 | 3491064 | 40000.01 | 32000.01 | 0 | 7234.501 | 265016500 | 7417361
16000 | 8000 | 22054 | 35 | 999999 | 9999999 | 1039146000 | 0.20964 | 64513690 | 66544220 | 19.287 | 0 | 17.8067 | 5.3864 | 26316000 | 23304020 | 8168000 | 11652010 | 20510220 | 32121680 | 0 | 0.76418 | 3087064 | 35000.01 | 28000.01 | 0 | 7239.119 | 265380600 | 7821922
9000 | 7000 | 27460 | 25 | 999999 | 9999999 | 1039208000 | 0.20955 | 65234620 | 55737550 | 18.2161 | 0 | 20.3104 | 4.7921 | 14802750 | 13108510 | 7147000 | 10195510 | 25537800 | 39995520 | 0 | 0.54584 | 2131953 | 25000.01 | 20000 | 0 | 6840.305 | 269024800 | 7972493
16000 | 5000 | 22054 |  | 999999 | 9999999 | 1039214000 | 0.20828 | 65487530 | 51931220 | 17.9997 | 0 | 21.2422 | 4.6234 | 26316000 | 23304020 | 5105000 | 7282506 | 20510220 | 32121680 | [5 empty] | 0 | 6800.547 | 271393100 | 9992511
16077 | 2000 | 27460 | 30 | 999999 | 9999999 | 1039225000 | 0.20948 | 64692890 | 63922440 | 19.0672 | 0 | 18.3186 | 5.258 | 26442650 | 23416170 | 2042000 | 2913002 | 25537800 | 39995520 | 0 | 0.65501 | 2642943 | 30000.01 | 24000 | 0 | 7162.534 | 266323400 | 8093872
7000 | 14000 | 22054 | 25 | 999999 | 9999999 | 1039232000 | 0.20962 | 65313860 | 54567470 | 18.0513 | 0 | 20.643 | 4.7208 | 11513250 | 10195510 | 14294000 | 20391020 | 20510220 | 32121680 | 0 | 0.54584 | 2118577 | 25000.01 | 20000 | 0 | 6776.329 | 269483700 | 7870994
11000 | 5000 | 27460 | 20 | 999999 | 9999999 | 1039288000 | 0.20931 | 65266650 | 55335050 | 18.2059 | 0 | 20.3756 | 4.7836 | 18092250 | 16021510 | 5105000 | 7282506 | 25537800 | 39995520 | 0 | 0.43667 | 1724929 | 20000 | 16000 | 0 | 6844.958 | 269391600 | 8380082
16077 | 7000 | 22054 | 25 | 999999 | 9999999 | 1039306000 | 0.2093 | 64802580 | 62349860 | 18.8923 | 0 | 18.6279 | 5.1858 | 26442650 | 23416170 | 7147000 | 10195510 | 20510220 | 32121680 | 0 | 0.54584 | 2212313 | 25000.01 | 20000 | 0 | 7103.327 | 267142600 | 8394420
9000 | 12000 | 22054 | 20 | 999999 | 9999999 | 1039312000 | 0.20938 | 65345840 | 54164970 | 18.0413 | 0 | 20.7114 | 4.7118 | 14802750 | 13108510 | 12252000 | 17478010 | 20510220 | 32121680 | 0 | 0.43667 | 1711805 | 20000 | 16000 | 0 | 6780.979 | 269850300 | 8278330
13000 | 10000 | 27460 | 90 | 999999 | 9999999 | 1039317000 | 0.21162 | 63179500 | 86829550 | 21.1911 | 0 | 14.7992 | 6.2301 | 21381750 | 18934520 | 10210000 | 14565010 | 25537800 | 39995520 | 0 | 1.965 | 7867086 | 90000.02 | 72000.02 | 0 | 7880.422 | 256728600 | 4787757
14000 | 4000 | 27460 | 35 | 999999 | 9999999 | 1039330000 | 0.20977 | 64681520 | 64198300 | 19.0472 | 0 | 18.2773 | 5.2619 | 23026500 | 20391020 | 4084000 | 5826005 | 25537800 | 39995520 | 0 | 0.76418 | 3041599 | 35000.01 | 28000.01 | 0 | 7145.814 | 266045600 | 7669570
13000 | 8000 | 27460 | 70 | 999999 | 9999999 | 1039345000 | 0.21103 | 63754600 | 78187550 | 20.3385 | 0 | 15.9165 | 5.888 | 21381750 | 18934520 | 8168000 | 11652010 | 25537800 | 39995520 | 0 | 1.5284 | 6079253 | 70000.02 | 56000.01 | 0 | 7584.952 | 260247400 | 5718237
5000 | 15936 | 22054 | 30 | 999999 | 9999999 | 1039354000 | 0.20992 | 65299570 | 54904620 | 18.0352 | 0 | 20.5684 | 4.7312 | 8223750 | 7282506 | 16270660 | 23210800 | 20510220 | 32121680 | 0 | 0.65501 | 2520634 | 30000.01 | 24000 | 0 | 6761.624 | 269192000 | 7450461
14000 | 1000 | 27460 |  | 999999 | 9999999 | 1039369000 | 0.20841 | 65653400 | 49585300 | 17.7602 | 0 | 21.9934 | 4.4749 | 23026500 | 20391020 | 1021000 | 1456501 | 25537800 | 39995520 | [5 empty] | 0 | 6706.722 | 272050000 | 9827462
3000 | 12000 | 27460 | 30 | 999999 | 9999999 | 1039372000 | 0.21 | 65452080 | 52624050 | 17.8195 | 0 | 21.2553 | 4.5895 | 4934250 | 4369504 | 12252000 | 17478010 | 25537800 | 39995520 | 0 | 0.65501 | 2505403 | 30000.01 | 24000 | 0 | 6678.082 | 269791900 | 7318582
13000 | 3000 | 27460 | 15 | 999999 | 9999999 | 1039387000 | 0.20907 | 65299940 | 54932550 | 18.1956 | 0 | 20.439 | 4.7755 | 21381750 | 18934520 | 3063000 | 4369504 | 25537800 | 39995520 | 0 | 0.3275 | 1312033 | 15000 | 12000 | 0 | 6849.678 | 269763700 | 8793551
16000 | 2000 | 27460 | 30 | 999999 | 9999999 | 1039400000 | 0.20953 | 64712890 | 63795800 | 19.0361 | 0 | 18.3265 | 5.2559 | 26316000 | 23304020 | 2042000 | 2913002 | 25537800 | 39995520 | 0 | 0.65501 | 2637599 | 30000.01 | 24000 | 0 | 7150.433 | 266409700 | 8074130
| 13000 | 27460 | 15 | 999999 | 9999999 | 1039407000 | 0.20955 | 66042270 | 43760800 | 16.9772 | 0 | 24.4107 | 4.0414 |  |  | 13273000 | 18934520 | 25537800 | 39995520 | 0 | 0.3275 | 1255005 | 15000 | 12000 | 0 | 6376.468 | 273159000 | 8043527
11000 | 10000 | 22054 | 15 | 999999 | 9999999 | 1039410000 | 0.20914 | 65379060 | 53762470 | 18.0312 | 0 | 20.7782 | 4.7032 | 18092250 | 16021510 | 10210000 | 14565010 | 20510220 | 32121680 | 0 | 0.3275 | 1299246 | 15000 | 12000 | 0 | 6785.695 | 270222100 | 8691461
5000 | 10000 | 27460 | 25 | 999999 | 9999999 | 1039443000 | 0.20976 | 65483450 | 52221550 | 17.8099 | 0 | 21.3309 | 4.5795 | 8223750 | 7282506 | 10210000 | 14565010 | 25537800 | 39995520 | 0 | 0.54584 | 2101403 | 25000.01 | 20000 | 0 | 6682.7 | 270156100 | 7723143
13000 | 7000 | 27460 | 60 | 999999 | 9999999 | 1039444000 | 0.21073 | 64047770 | 73866550 | 19.9121 | 0 | 16.5538 | 5.7063 | 21381750 | 18934520 | 7147000 | 10195510 | 25537800 | 39995520 | 0 | 1.31 | 5203888 | 60000.01 | 48000.01 | 0 | 7437.004 | 262030300 | 6205044
11000 | 14000 | 22054 | 60 | 999999 | 9999999 | 1039455000 | 0.2108 | 64126120 | 72696470 | 19.748 | 0 | 16.753 | 5.647 | 18092250 | 16021510 | 14294000 | 20391020 | 20510220 | 32121680 | 0 | 1.31 | 5155082 | 60000.01 | 48000.01 | 0 | 7373.433 | 262485500 | 6103363
9000 | 12000 | 27460 | 80 | 999999 | 9999999 | 1039477000 | 0.21152 | 63709990 | 78992550 | 20.3615 | 0 | 15.8254 | 5.9009 | 14802750 | 13108510 | 12252000 | 17478010 | 25537800 | 39995520 | 0 | 1.7467 | 6803405 | 80000.02 | 64000.01 | 0 | 7576.673 | 259594800 | 4993081
11000 | 15936 | 22054 | 80 | 999999 | 9999999 | 1039479000 | 0.21144 | 63558840 | 81273130 | 20.5756 | 0 | 15.4916 | 6.0096 | 18092250 | 16021510 | 16270660 | 23210800 | 20510220 | 32121680 | 0 | 1.7467 | 6890648 | 80000.02 | 64000.01 | 0 | 7659.392 | 259000500 | 5123423
16000 | 7000 | 22054 | 25 | 999999 | 9999999 | 1039482000 | 0.20935 | 64822590 | 62223220 | 18.8612 | 0 | 18.6366 | 5.1836 | 26316000 | 23304020 | 7147000 | 10195510 | 20510220 | 32121680 | 0 | 0.54584 | 2207681 | 25000.01 | 20000 | 0 | 7091.218 | 267229000 | 8374678
13000 | 8000 | 22054 | 10 | 999999 | 9999999 | 1039520000 | 0.2089 | 65413020 | 53359970 | 18.0211 | 0 | 20.8441 | 4.6948 | 21381750 | 18934520 | 8168000 | 11652010 | 20510220 | 32121680 | 0 | 0.21834 | 883246.3 | 10000 | 8000.001 | 0 | 6790.45 | 270597100 | 9108039
13000 | 15936 | 13405 |  | 999999 | 9999999 | 1039520000 | 0.20846 | 65628040 | 50119060 | 17.7122 | 0 | 21.7908 | 4.5141 | 21381750 | 18934520 | 16270660 | 23210800 | 12466650 | 19524400 | [5 empty] | 0 | 6687.926 | 272182000 | 9794876
7000 | 8000 | 27460 | 20 | 999999 | 9999999 | 1039521000 | 0.20952 | 65515340 | 51819050 | 17.8002 | 0 | 21.4064 | 4.5695 | 11513250 | 10195510 | 8168000 | 11652010 | 25537800 | 39995520 | 0 | 0.43667 | 1695001 | 20000 | 16000 | 0 | 6687.346 | 270522300 | 8130109
9000 | 13000 | 27460 | 90 | 999999 | 9999999 | 1039531000 | 0.21182 | 63426930 | 83313550 | 20.7878 | 0 | 15.2423 | 6.0764 | 14802750 | 13108510 | 13273000 | 18934520 | 25537800 | 39995520 | 0 | 1.965 | 7663306 | 90000.02 | 72000.02 | 0 | 7724.797 | 257854100 | 4549943
16077 | 1000 | 27460 | 20 | 999999 | 9999999 | 1039581000 | 0.2092 | 65003080 | 59601440 | 18.6416 | 0 | 19.2125 | 5.0486 | 26442650 | 23416170 | 1021000 | 1456501 | 25537800 | 39995520 | 0 | 0.43667 | 1771043 | 20000 | 16000 | 0 | 7014.547 | 268177200 | 8651235
9000 | 6000 | 27460 | 15 | 999999 | 9999999 | 1039618000 | 0.20927 | 65548460 | 51416550 | 17.7904 | 0 | 21.4802 | 4.5599 | 14802750 | 13108510 | 6126000 | 8739007 | 25537800 | 39995520 | 0 | 0.3275 | 1282936 | 15000 | 12000 | 0 | 6692.057 | 270893700 | 8542746
16077 | 12000 | 22054 | 80 | 999999 | 9999999 | 1039622000 | 0.21129 | 63281000 | 85604860 | 21.035 | 0 | 14.8919 | 6.2143 | 26442650 | 23416170 | 12252000 | 17478010 | 20510220 | 32121680 | 0 | 1.7467 | 7101719 | 80000.02 | 64000.01 | 0 | 7837.204 | 257725400 | 5405915
2000 | 14000 | 27460 | 45 | 999999 | 9999999 | 1039639000 | 0.21067 | 65115100 | 57971300 | 18.2565 | 0 | 19.796 | 4.883 | 3289500 | 2913002 | 14294000 | 20391020 | 25537800 | 39995520 | 0 | 0.98251 | 3741269 | 45000.01 | 36000.01 | 0 | 6821.908 | 267574400 | 6360944
7000 | 13000 | 22054 | 15 | 999999 | 9999999 | 1039645000 | 0.20934 | 65627840 | 50246470 | 17.6257 | 0 | 21.8645 | 4.4849 | 11513250 | 10195510 | 13273000 | 18934520 | 20510220 | 32121680 | 0 | 0.3275 | 1274322 | 15000 | 12000 | 0 | 6628.026 | 271353200 | 8441383
9000 | 10000 | 27460 | 60 | 999999 | 9999999 | 1039646000 | 0.21094 | 64294440 | 70350550 | 19.5076 | 0 | 17.1537 | 5.531 | 14802750 | 13108510 | 10210000 | 14565010 | 25537800 | 39995520 | 0 | 1.31 | 5091152 | 60000.01 | 48000.01 | 0 | 7280.339 | 263152500 | 5954931
16077 | 13000 | 22054 | 90 | 999999 | 9999999 | 1039647000 | 0.21159 | 62996040 | 89925860 | 21.461 | 0 | 14.3925 | 6.3769 | 26442650 | 23416170 | 13273000 | 18934520 | 20510220 | 32121680 | 0 | 1.965 | 8013911 | 90000.02 | 72000.02 | 0 | 7984.73 | 255976800 | 4949639
13000 | 6000 | 27460 | 50 | 999999 | 9999999 | 1039652000 | 0.21044 | 64348170 | 69545550 | 19.4853 | 0 | 17.2504 | 5.5182 | 21381750 | 18934520 | 6126000 | 8739007 | 25537800 | 39995520 | 0 | 1.0917 | 4324811 | 50000.01 | 40000.01 | 0 | 7289.099 | 263843200 | 6722335
14000 | 15936 | 13405 | 10 | 999999 | 9999999 | 1039656000 | 0.20888 | 65309080 | 55063810 | 18.1372 | 0 | 20.3286 | 4.8051 | 23026500 | 20391020 | 16270660 | 23210800 | 12466650 | 19524400 | 0 | 0.21834 | 892116 | 10000 | 8000.001 | 0 | 6835.682 | 270273000 | 9180177
11000 | 13000 | 22054 | 50 | 999999 | 9999999 | 1039659000 | 0.21051 | 64426310 | 68375470 | 19.3211 | 0 | 17.4724 | 5.4562 | 18092250 | 16021510 | 13273000 | 18934520 | 20510220 | 32121680 | 0 | 1.0917 | 4288801 | 50000.01 | 40000.01 | 0 | 7225.382 | 264297500 | 6618516
14000 | 3000 | 27460 | 25 | 999999 | 9999999 | 1039675000 | 0.20949 | 64991010 | 59877300 | 18.6212 | 0 | 19.1675 | 5.0531 | 23026500 | 20391020 | 3063000 | 4369504 | 25537800 | 39995520 | 0 | 0.54584 | 2174786 | 25000.01 | 20000 | 0 | 6997.77 | 267896400 | 8223542
16077 | 6000 | 22054 | 15 | 999999 | 9999999 | 1039700000 | 0.20902 | 65115330 | 58028860 | 18.4669 | 0 | 19.5591 | 4.9729 | 26442650 | 23416170 | 6126000 | 8739007 | 20510220 | 32121680 | 0 | 0.3275 | 1337857 | 15000 | 12000 | 0 | 6955.37 | 269007100 | 8962732
9000 | 14000 | 27460 | 100 | 999999 | 9999999 | 1039703000 | 0.21212 | 63151730 | 87634550 | 21.2134 | 0 | 14.7007 | 6.2473 | 14802750 | 13108510 | 14294000 | 20391020 | 25537800 | 39995520 | 0 | 2.1834 | 8513398 | 100000 | 80000.02 | 0 | 7873.034 | 256146100 | 4140546
11000 | 4000 | 27460 | 10 | 999999 | 9999999 | 1039727000 | 0.20903 | 65582420 | 51014050 | 17.7806 | 0 | 21.5531 | 4.5506 | 18092250 | 16021510 | 4084000 | 5826005 | 25537800 | 39995520 | 0 | 0.21834 | 866935.7 | 10000 | 8000.001 | 0 | 6696.812 | 271268600 | 8959323
5000 | 14000 | 27460 | 70 | 999999 | 9999999 | 1039754000 | 0.21143 | 64248170 | 71155550 | 19.5289 | 0 | 17.0469 | 5.5468 | 8223750 | 7282506 | 14294000 | 20391020 | 25537800 | 39995520 | 0 | 1.5284 | 5822997 | 70000.02 | 56000.01 | 0 | 7271.973 | 262492900 | 5222070
16000 | 1000 | 27460 | 20 | 999999 | 9999999 | 1039757000 | 0.20924 | 65023170 | 59474800 | 18.6105 | 0 | 19.2226 | 5.0462 | 26316000 | 23304020 | 1021000 | 1456501 | 25537800 | 39995520 | 0 | 0.43667 | 1767138 | 20000 | 16000 | 0 | 7002.429 | 268263800 | 8631755
14000 | 8000 | 22054 | 20 | 999999 | 9999999 | 1039776000 | 0.20931 | 65102040 | 58304720 | 18.4464 | 0 | 19.5143 | 4.9772 | 23026500 | 20391020 | 8168000 | 11652010 | 20510220 | 32121680 | 0 | 0.43667 | 1747985 | 20000 | 16000 | 0 | 6938.519 | 268721200 | 8529298
16077 | 10000 | 22054 | 60 | 999999 | 9999999 | 1039780000 | 0.21069 | 63864670 | 76962860 | 20.1827 | 0 | 16.0194 | 5.871 | 26442650 | 23416170 | 10210000 | 14565010 | 20510220 | 32121680 | 0 | 1.31 | 5293479 | 60000.01 | 48000.01 | 0 | 7541.967 | 261279900 | 6374153
16000 | 12000 | 22054 | 80 | 999999 | 9999999 | 1039796000 | 0.21133 | 63300910 | 85478220 | 21.0041 | 0 | 14.8929 | 6.2137 | 26316000 | 23304020 | 12252000 | 17478010 | 20510220 | 32121680 | 0 | 1.7467 | 7086692 | 80000.02 | 64000.01 | 0 | 7825.213 | 257811200 | 5386759
16077 | 14000 | 22054 | 100 | 999999 | 9999999 | 1039802000 | 0.21189 | 62719690 | 94246860 | 21.8861 | 0 | 13.9236 | 6.536 | 26442650 | 23416170 | 14294000 | 20391020 | 20510220 | 32121680 | 0 | 2.1834 | 8909475 | 100000 | 80000.02 | 0 | 8132.447 | 254264000 | 4530892
| 15936 | 27460 | 50 | 999999 | 9999999 | 1039808000 | 0.21097 | 65103900 | 58308460 | 18.2403 | 0 | 19.7226 | 4.8937 |  |  | 16270660 | 23210800 | 25537800 | 39995520 | 0 | 1.0917 | 4128644 | 50000.01 | 40000.01 | 0 | 6807.371 | 267295600 | 5954792
16000 | 13000 | 22054 | 90 | 999999 | 9999999 | 1039822000 | 0.21163 | 63016020 | 89799220 | 21.43 | 0 | 14.3927 | 6.3766 | 26316000 | 23304020 | 13273000 | 18934520 | 20510220 | 32121680 | 0 | 1.965 | 7996744 | 90000.02 | 72000.02 | 0 | 7972.764 | 256063000 | 4931013
5000 | 13000 | 27460 | 60 | 999999 | 9999999 | 1039866000 | 0.21114 | 64542230 | 66834550 | 19.1016 | 0 | 17.8119 | 5.3499 | 8223750 | 7282506 | 13273000 | 18934520 | 25537800 | 39995520 | 0 | 1.31 | 5001246 | 60000.01 | 48000.01 | 0 | 7123.413 | 264279500 | 5707202
16000 | 6000 | 22054 | 15 | 999999 | 9999999 | 1039877000 | 0.20907 | 65135440 | 57902220 | 18.4358 | 0 | 19.5702 | 4.9703 | 26316000 | 23304020 | 6126000 | 8739007 | 20510220 | 32121680 | 0 | 0.3275 | 1334596 | 15000 | 12000 | 0 | 6943.245 | 269093800 | 8943261
11000 | 7000 | 27460 | 45 | 999999 | 9999999 | 1039891000 | 0.2104 | 64623990 | 65627050 | 19.0695 | 0 | 17.971 | 5.3282 | 18092250 | 16021510 | 7147000 | 10195510 | 25537800 | 39995520 | 0 | 0.98251 | 3846324 | 45000.01 | 36000.01 | 0 | 7136.615 | 265320300 | 6863728
9000 | 14000 | 22054 | 45 | 999999 | 9999999 | 1039904000 | 0.21047 | 64702480 | 64456970 | 18.9049 | 0 | 18.2174 | 5.2637 | 14802750 | 13108510 | 14294000 | 20391020 | 20510220 | 32121680 | 0 | 0.98251 | 3819731 | 45000.01 | 36000.01 | 0 | 7072.79 | 265776100 | 6760391
13000 | 5000 | 27460 | 40 | 999999 | 9999999 | 1039951000 | 0.21016 | 64654660 | 65224550 | 19.0584 | 0 | 18.0192 | 5.3223 | 21381750 | 18934520 | 5105000 | 7282506 | 25537800 | 39995520 | 0 | 0.87334 | 3445599 | 40000.01 | 32000.01 | 0 | 7141.196 | 265681500 | 7265009
16000 | 10000 | 22054 | 60 | 999999 | 9999999 | 1039954000 | 0.21074 | 63884610 | 76836220 | 20.1517 | 0 | 16.0223 | 5.8699 | 26316000 | 23304020 | 10210000 | 14565010 | 20510220 | 32121680 | 0 | 1.31 | 5282713 | 60000.01 | 48000.01 | 0 | 7529.928 | 261365900 | 6354715
5000 | 15936 | 27460 | 90 | 999999 | 9999999 | 1039960000 | 0.21207 | 63692960 | 79732210 | 20.3571 | 0 | 15.7123 | 5.9208 | 8223750 | 7282506 | 16270660 | 23210800 | 25537800 | 39995520 | 0 | 1.965 | 7468409 | 90000.02 | 72000.02 | 0 | 7558.962 | 259058300 | 4301417
11000 | 12000 | 22054 | 40 | 999999 | 9999999 | 1039962000 | 0.21022 | 64732990 | 64054470 | 18.894 | 0 | 18.2677 | 5.2574 | 18092250 | 16021510 | 12252000 | 17478010 | 20510220 | 32121680 | 0 | 0.87334 | 3419698 | 40000.01 | 32000.01 | 0 | 7077.363 | 266136600 | 7160979
7000 | 7000 | 27460 | 10 | 999999 | 9999999 | 1039966000 | 0.20924 | 65831470 | 47498050 | 17.3749 | 0 | 22.7515 | 4.3248 | 11513250 | 10195510 | 7147000 | 10195510 | 25537800 | 39995520 | 0 | 0.21834 | 848831.8 | 10000 | 8000.001 | 0 | 6539.065 | 272400800 | 8709660
14000 | 8000 | 27460 | 80 | 999999 | 9999999 | 1039974000 | 0.21146 | 63468320 | 83132300 | 20.765 | 0 | 15.1877 | 6.1113 | 23026500 | 20391020 | 8168000 | 11652010 | 25537800 | 39995520 | 0 | 1.7467 | 6974891 | 80000.02 | 64000.01 | 0 | 7732.667 | 258474500 | 5239313
16000 | 14000 | 22054 | 100 | 999999 | 9999999 | 1039978000 | 0.21194 | 62739740 | 94120220 | 21.8552 | 0 | 13.923 | 6.536 | 26316000 | 23304020 | 14294000 | 20391020 | 20510220 | 32121680 | 0 | 2.1834 | 8890043 | 100000 | 80000.02 | 0 | 8120.506 | 254350500 | 4512762
2000 | 10000 | 27460 |  | 999999 | 9999999 | 1039994000 | 0.20903 | 66394520 | 39037300 | 16.5444 | 0 | 26.4441 | 3.7524 | 3289500 | 2913002 | 10210000 | 14565010 | 25537800 | 39995520 | [5 empty] | 0 | 6232.861 | 275421400 | 9047889
2000 | 13000 | 27460 | 35 | 999999 | 9999999 | 1039994000 | 0.21039 | 65425220 | 53650300 | 17.8291 | 0 | 20.8972 | 4.6569 | 3289500 | 2913002 | 13273000 | 18934520 | 25537800 | 39995520 | 0 | 0.76418 | 2909403 | 35000.01 | 28000.01 | 0 | 6673.464 | 269427800 | 6914021
5000 | 14000 | 22054 | 10 | 999999 | 9999999 | 1039994000 | 0.20931 | 65910940 | 46327970 | 17.21 | 0 | 23.1966 | 4.2463 | 8223750 | 7282506 | 14294000 | 20391020 | 20510220 | 32121680 | 0 | 0.21834 | 843407.8 | 10000 | 8000.001 | 0 | 6474.998 | 272860700 | 8608297
16077 |  | 27460 | 10 | 999999 | 9999999 | 1040012000 | 0.20892 | 65318270 | 55280440 | 18.2164 | 0 | 20.2223 | 4.8285 | 26442650 | 23416170 |  |  | 25537800 | 39995520 | 0 | 0.21834 | 898660.5 | 10000 | 8000.001 | 0 | 6866.566 | 270051700 | 9229508
13000 | 10000 | 22054 | 35 | 999999 | 9999999 | 1040032000 | 0.20998 | 64764360 | 63651970 | 18.8831 | 0 | 18.3171 | 5.2514 | 21381750 | 18934520 | 10210000 | 14565010 | 20510220 | 32121680 | 0 | 0.76418 | 3015698 | 35000.01 | 28000.01 | 0 | 7081.981 | 266500800 | 7565540
14000 | 7000 | 27460 | 70 | 999999 | 9999999 | 1040037000 | 0.21117 | 63759110 | 78811300 | 20.3385 | 0 | 15.7567 | 5.9386 | 23026500 | 20391020 | 7147000 | 10195510 | 25537800 | 39995520 | 0 | 1.5284 | 6079253 | 70000.02 | 56000.01 | 0 | 7584.952 | 260247400 | 5718237
7000 | 15936 | 22054 | 50 | 999999 | 9999999 | 1040055000 | 0.21076 | 64690080 | 64794130 | 18.8896 | 0 | 18.1582 | 5.2723 | 11513250 | 10195510 | 16270660 | 23210800 | 20510220 | 32121680 | 0 | 1.0917 | 4210390 | 50000.01 | 40000.01 | 0 | 7058.215 | 265492300 | 6348938
13000 | 7000 | 22054 |  | 999999 | 9999999 | 1040059000 | 0.20862 | 65735440 | 49038970 | 17.5962 | 0 | 22.0857 | 4.4573 | 21381750 | 18934520 | 7147000 | 10195510 | 20510220 | 32121680 | [5 empty] | 0 | 6642.593 | 272501700 | 9717473
5000 | 12000 | 27460 | 50 | 999999 | 9999999 | 1040066000 | 0.21085 | 64842070 | 62513550 | 18.6741 | 0 | 18.6617 | 5.1445 | 8223750 | 7282506 | 12252000 | 17478010 | 25537800 | 39995520 | 0 | 1.0917 | 4179059 | 50000.01 | 40000.01 | 0 | 6974.858 | 266090100 | 6216487
16077 | 15936 | 13405 | 30 | 999999 | 9999999 | 1040073000 | 0.20967 | 64672340 | 65079950 | 19.0191 | 0 | 17.9772 | 5.3473 | 26442650 | 23416170 | 16270660 | 23210800 | 12466650 | 19524400 | 0 | 0.65501 | 2634770 | 30000.01 | 24000 | 0 | 7143.831 | 266456800 | 8063362
3000 | 15936 | 22054 | 15 | 999999 | 9999999 | 1040077000 | 0.2096 | 65894080 | 46665130 | 17.1931 | 0 | 23.1029 | 4.2582 | 4934250 | 4369504 | 16270660 | 23210800 | 20510220 | 32121680 | 0 | 0.3275 | 1258699 | 15000 | 12000 | 0 | 6460.142 | 272558300 | 8175741
14000 | 2000 | 27460 | 15 | 999999 | 9999999 | 1040079000 | 0.20921 | 65304460 | 55556300 | 18.1956 | 0 | 20.1746 | 4.8332 | 23026500 | 20391020 | 2042000 | 2913002 | 25537800 | 39995520 | 0 | 0.3275 | 1312033 | 15000 | 12000 | 0 | 6849.678 | 269763700 | 8793551
7000 | 10000 | 27460 | 45 | 999999 | 9999999 | 1040101000 | 0.21061 | 64871120 | 62111050 | 18.6637 | 0 | 18.7182 | 5.1369 | 11513250 | 10195510 | 10210000 | 14565010 | 25537800 | 39995520 | 0 | 0.98251 | 3785806 | 45000.01 | 36000.01 | 0 | 6979.353 | 266444500 | 6610286
14000 | 6000 | 27460 | 60 | 999999 | 9999999 | 1040135000 | 0.21087 | 64052280 | 74490300 | 19.9121 | 0 | 16.3809 | 5.7582 | 23026500 | 20391020 | 6126000 | 8739007 | 25537800 | 39995520 | 0 | 1.31 | 5203888 | 60000.01 | 48000.01 | 0 | 7437.004 | 262030300 | 6205044
9000 | 8000 | 27460 | 40 | 999999 | 9999999 | 1040155000 | 0.21036 | 64901410 | 61708550 | 18.6531 | 0 | 18.7731 | 5.1298 | 14802750 | 13108510 | 8168000 | 11652010 | 25537800 | 39995520 | 0 | 0.87334 | 3386786 | 40000.01 | 32000.01 | 0 | 6983.915 | 266804100 | 7009859
14000 | 10000 | 27460 | 100 | 999999 | 9999999 | 1040172000 | 0.21207 | 62908200 | 91774300 | 21.6164 | 0 | 14.1678 | 6.4421 | 23026500 | 20391020 | 10210000 | 14565010 | 25537800 | 39995520 | 0 | 2.1834 | 8744577 | 100000 | 80000.02 | 0 | 8028.345 | 255018200 | 4373095
16000 |  | 27460 | 10 | 999999 | 9999999 | 1040189000 | 0.20897 | 65338420 | 55153800 | 18.1853 | 0 | 20.2353 | 4.8256 | 26316000 | 23304020 |  |  | 25537800 | 39995520 | 0 | 0.21834 | 896033 | 10000 | 8000.001 | 0 | 6854.433 | 270138700 | 9210128
3000 | 10000 | 27460 | 10 | 999999 | 9999999 | 1040208000 | 0.20944 | 66080750 | 43982050 | 16.9684 | 0 | 24.1325 | 4.0896 | 4934250 | 4369504 | 10210000 | 14565010 | 25537800 | 39995520 | 0 | 0.21834 | 839005.3 | 10000 | 8000.001 | 0 | 6381.224 | 273534000 | 8460104
14000 | 7000 | 22054 | 10 | 999999 | 9999999 | 1040211000 | 0.20903 | 65417540 | 53983720 | 18.0211 | 0 | 20.5685 | 4.7532 | 23026500 | 20391020 | 7147000 | 10195510 | 20510220 | 32121680 | 0 | 0.21834 | 883246.3 | 10000 | 8000.001 | 0 | 6790.45 | 270597100 | 9108039
16077 | 3000 | 27460 | 45 | 999999 | 9999999 | 1040213000 | 0.21029 | 64362370 | 69893450 | 19.5049 | 0 | 17.1005 | 5.568 | 26442650 | 23416170 | 3063000 | 4369504 | 25537800 | 39995520 | 0 | 0.98251 | 3935972 | 45000.01 | 36000.01 | 0 | 7305.707 | 264114000 | 7138634
11000 | 6000 | 27460 | 35 | 999999 | 9999999 | 1040226000 | 0.21012 | 64932780 | 61306050 | 18.6425 | 0 | 18.8265 | 5.123 | 18092250 | 16021510 | 6126000 | 8739007 | 25537800 | 39995520 | 0 | 0.76418 | 2982786 | 35000.01 | 28000.01 | 0 | 6988.533 | 267168200 | 7414420
11000 | 3000 | 27460 |  | 999999 | 9999999 | 1040240000 | 0.20875 | 65903050 | 46693050 | 17.356 | 0 | 22.9179 | 4.3041 | 18092250 | 16021510 | 3063000 | 4369504 | 25537800 | 39995520 | [5 empty] | 0 | 6548.769 | 273165800 | 9559670
9000 | 13000 | 22054 | 35 | 999999 | 9999999 | 1040245000 | 0.21018 | 65011710 | 60135970 | 18.4777 | 0 | 19.1039 | 5.0556 | 14802750 | 13108510 | 13273000 | 18934520 | 20510220 | 32121680 | 0 | 0.76418 | 2963380 | 35000.01 | 28000.01 | 0 | 6924.625 | 267625900 | 7312217
16000 | 15936 | 13405 | 30 | 999999 | 9999999 | 1040248000 | 0.20972 | 64692340 | 64953300 | 18.9881 | 0 | 17.9844 | 5.3453 | 26316000 | 23304020 | 16270660 | 23210800 | 12466650 | 19524400 | 0 | 0.65501 | 2629691 | 30000.01 | 24000 | 0 | 7131.727 | 266543100 | 8043621
9000 | 10000 | 22054 |  | 999999 | 9999999 | 1040250000 | 0.20882 | 65981340 | 45522970 | 17.1916 | 0 | 23.3758 | 4.224 | 14802750 | 13108510 | 10210000 | 14565010 | 20510220 | 32121680 | [5 empty] | 0 | 6484.639 | 273620800 | 9452876
16077 | 8000 | 22054 | 40 | 999999 | 9999999 | 1040284000 | 0.21011 | 64471380 | 68320860 | 19.3295 | 0 | 17.3621 | 5.5011 | 26442650 | 23416170 | 8168000 | 11652010 | 20510220 | 32121680 | 0 | 0.87334 | 3497537 | 40000.01 | 32000.01 | 0 | 7246.589 | 264930400 | 7437148
13000 | 4000 | 27460 | 30 | 999999 | 9999999 | 1040296000 | 0.20987 | 64964150 | 60903550 | 18.6318 | 0 | 18.8805 | 5.1162 | 21381750 | 18934520 | 4084000 | 5826005 | 25537800 | 39995520 | 0 | 0.65501 | 2578786 | 30000.01 | 24000 | 0 | 6993.151 | 267532300 | 7818981
| 14000 | 27460 | 30 | 999999 | 9999999 | 1040308000 | 0.21035 | 65705960 | 49731800 | 17.4118 | 0 | 22.0846 | 4.4286 |  |  | 14294000 | 20391020 | 25537800 | 39995520 | 0 | 0.65501 | 2485846 | 30000.01 | 24000 | 0 | 6520.352 | 270925500 | 7070375
3000 | 13000 | 27460 | 45 | 999999 | 9999999 | 1040331000 | 0.21081 | 65119610 | 58595050 | 18.2565 | 0 | 19.5484 | 4.939 | 4934250 | 4369504 | 13273000 | 18934520 | 25537800 | 39995520 | 0 | 0.98251 | 3741269 | 45000.01 | 36000.01 | 0 | 6821.908 | 267574400 | 6360944
14000 | 5000 | 27460 | 50 | 999999 | 9999999 | 1040343000 | 0.21058 | 64352680 | 70169300 | 19.4853 | 0 | 17.0623 | 5.5714 | 23026500 | 20391020 | 5105000 | 7282506 | 25537800 | 39995520 | 0 | 1.0917 | 4324811 | 50000.01 | 40000.01 | 0 | 7289.099 | 263843200 | 6722335
2000 | 12000 | 27460 | 25 | 999999 | 9999999 | 1040378000 | 0.21011 | 65737330 | 49329300 | 17.4027 | 0 | 22.1695 | 4.4174 | 3289500 | 2913002 | 12252000 | 17478010 | 25537800 | 39995520 | 0 | 0.54584 | 2081846 | 25000.01 | 20000 | 0 | 6524.97 | 271289600 | 7474935
16000 | 3000 | 27460 | 45 | 999999 | 9999999 | 1040388000 | 0.21034 | 64382320 | 69766800 | 19.4738 | 0 | 17.1057 | 5.5664 | 26316000 | 23304020 | 3063000 | 4369504 | 25537800 | 39995520 | 0 | 0.98251 | 3928811 | 45000.01 | 36000.01 | 0 | 7293.626 | 264200100 | 7118885
14000 | 10000 | 22054 | 45 | 999999 | 9999999 | 1040396000 | 0.21041 | 64460460 | 68596720 | 19.3098 | 0 | 17.3245 | 5.5042 | 23026500 | 20391020 | 10210000 | 14565010 | 20510220 | 32121680 | 0 | 0.98251 | 3892801 | 45000.01 | 36000.01 | 0 | 7229.909 | 264654400 | 7015066
7000 | 6000 | 27460 |  | 999999 | 9999999 | 1040450000 | 0.20896 | 66150200 | 43177050 | 16.9506 | 0 | 24.3368 | 4.0647 | 11513250 | 10195510 | 6126000 | 8739007 | 25537800 | 39995520 | [5 empty] | 0 | 6390.814 | 274290100 | 9300274
16000 | 8000 | 22054 | 40 | 999999 | 9999999 | 1040459000 | 0.21016 | 64491340 | 68194220 | 19.2984 | 0 | 17.3678 | 5.4994 | 26316000 | 23304020 | 8168000 | 11652010 | 20510220 | 32121680 | 0 | 0.87334 | 3491064 | 40000.01 | 32000.01 | 0 | 7234.501 | 265016500 | 7417361
5000 | 13000 | 22054 |  | 999999 | 9999999 | 1040476000 | 0.20903 | 66229510 | 42006970 | 16.7858 | 0 | 24.8667 | 3.9816 | 8223750 | 7282506 | 13273000 | 18934520 | 20510220 | 32121680 | [5 empty] | 0 | 6326.685 | 274749300 | 9197741
9000 | 7000 | 27460 | 30 | 999999 | 9999999 | 1040521000 | 0.21008 | 65212280 | 57387550 | 18.2262 | 0 | 19.733 | 4.9145 | 14802750 | 13108510 | 7147000 | 10195510 | 25537800 | 39995520 | 0 | 0.65501 | 2535953 | 30000.01 | 24000 | 0 | 6835.687 | 268660700 | 7567932
16077 | 2000 | 27460 | 35 | 999999 | 9999999 | 1040538000 | 0.21 | 64670540 | 65572440 | 19.0783 | 0 | 17.8528 | 5.3734 | 26442650 | 23416170 | 2042000 | 2913002 | 25537800 | 39995520 | 0 | 0.76418 | 3046943 | 35000.01 | 28000.01 | 0 | 7157.916 | 265959300 | 7689311
7000 | 14000 | 22054 | 30 | 999999 | 9999999 | 1040545000 | 0.21015 | 65291520 | 56217470 | 18.0612 | 0 | 20.0456 | 4.8443 | 11513250 | 10195510 | 14294000 | 20391020 | 20510220 | 32121680 | 0 | 0.65501 | 2522577 | 30000.01 | 24000 | 0 | 6771.71 | 269119600 | 7466434
11000 | 5000 | 27460 | 25 | 999999 | 9999999 | 1040591000 | 0.20983 | 65243650 | 56985050 | 18.2161 | 0 | 19.7948 | 4.9064 | 18092250 | 16021510 | 5105000 | 7282506 | 25537800 | 39995520 | 0 | 0.54584 | 2131953 | 25000.01 | 20000 | 0 | 6840.305 | 269024800 | 7972493
9000 | 12000 | 22054 | 25 | 999999 | 9999999 | 1040616000 | 0.2099 | 65322890 | 55814970 | 18.0513 | 0 | 20.1103 | 4.8357 | 14802750 | 13108510 | 12252000 | 17478010 | 20510220 | 32121680 | 0 | 0.54584 | 2118577 | 25000.01 | 20000 | 0 | 6776.329 | 269483700 | 7870994
16077 | 7000 | 22054 | 30 | 999999 | 9999999 | 1040619000 | 0.20983 | 64780210 | 63999860 | 18.9032 | 0 | 18.1452 | 5.3027 | 26442650 | 23416170 | 7147000 | 10195510 | 20510220 | 32121680 | 0 | 0.65501 | 2616379 | 30000.01 | 24000 | 0 | 7098.708 | 266778500 | 7989794
14000 | 4000 | 27460 | 40 | 999999 | 9999999 | 1040643000 | 0.2103 | 64659170 | 65848300 | 19.0584 | 0 | 17.8134 | 5.3768 | 23026500 | 20391020 | 4084000 | 5826005 | 25537800 | 39995520 | 0 | 0.87334 | 3445599 | 40000.01 | 32000.01 | 0 | 7141.196 | 265681500 | 7265009
5000 | 15936 | 22054 | 35 | 999999 | 9999999 | 1040667000 | 0.21044 | 65277220 | 56554620 | 18.0451 | 0 | 19.9752 | 4.8541 | 8223750 | 7282506 | 16270660 | 23210800 | 20510220 | 32121680 | 0 | 0.76418 | 2924634 | 35000.01 | 28000.01 | 0 | 6757.005 | 268827900 | 7045900
16077 | 14000 | 13405 | 10 | 999999 | 9999999 | 1040671000 | 0.20906 | 65280910 | 56503300 | 18.1942 | 0 | 19.804 | 4.9224 | 26442650 | 23416170 | 14294000 | 20391020 | 12466650 | 19524400 | 0 | 0.21834 | 896778.9 | 10000 | 8000.001 | 0 | 6857.9 | 270113800 | 9215665
13000 | 3000 | 27460 | 20 | 999999 | 9999999 | 1040671000 | 0.20959 | 65275670 | 56582550 | 18.2059 | 0 | 19.8561 | 4.8985 | 21381750 | 18934520 | 3063000 | 4369504 | 25537800 | 39995520 | 0 | 0.43667 | 1724929 | 20000 | 16000 | 0 | 6844.958 | 269391600 | 8380082
13000 | 14000 | 22054 | 80 | 999999 | 9999999 | 1040673000 | 0.21167 | 63550970 | 82585970 | 20.6014 | 0 | 15.1987 | 6.1067 | 21381750 | 18934520 | 14294000 | 20391020 | 20510220 | 32121680 | 0 | 1.7467 | 6901841 | 80000.02 | 64000.01 | 0 | 7669.373 | 258928800 | 5139197
3000 | 12000 | 27460 | 35 | 999999 | 9999999 | 1040686000 | 0.21053 | 65429730 | 54274050 | 17.8291 | 0 | 20.6199 | 4.7145 | 4934250 | 4369504 | 12252000 | 17478010 | 25537800 | 39995520 | 0 | 0.76418 | 2909403 | 35000.01 | 28000.01 | 0 | 6673.464 | 269427800 | 6914021
11000 | 10000 | 22054 | 20 | 999999 | 9999999 | 1040695000 | 0.20966 | 65354860 | 55412470 | 18.0413 | 0 | 20.1745 | 4.8273 | 18092250 | 16021510 | 10210000 | 14565010 | 20510220 | 32121680 | 0 | 0.43667 | 1711805 | 20000 | 16000 | 0 | 6780.979 | 269850300 | 8278330
| 13000 | 27460 | 20 | 999999 | 9999999 | 1040699000 | 0.21007 | 66018540 | 45410800 | 16.9859 | 0 | 23.5617 | 4.1754 |  |  | 13273000 | 18934520 | 25537800 | 39995520 | 0 | 0.43667 | 1665410 | 20000 | 16000 | 0 | 6371.776 | 272789200 | 7632552
16000 | 2000 | 27460 | 35 | 999999 | 9999999 | 1040713000 | 0.21005 | 64690540 | 65445800 | 19.0472 | 0 | 17.8596 | 5.3715 | 26316000 | 23304020 | 2042000 | 2913002 | 25537800 | 39995520 | 0 | 0.76418 | 3041599 | 35000.01 | 28000.01 | 0 | 7145.814 | 266045600 | 7669570
13000 | 13000 | 22054 | 70 | 999999 | 9999999 | 1040738000 | 0.21138 | 63841870 | 78264970 | 20.1746 | 0 | 15.7721 | 5.933 | 21381750 | 18934520 | 13273000 | 18934520 | 20510220 | 32121680 | 0 | 1.5284 | 6019127 | 70000.02 | 56000.01 | 0 | 7521.509 | 260702200 | 5617279
14000 | 6000 | 22054 |  | 999999 | 9999999 | 1040751000 | 0.20876 | 65739950 | 49662720 | 17.5962 | 0 | 21.7738 | 4.5174 | 23026500 | 20391020 | 6126000 | 8739007 | 20510220 | 32121680 | [5 empty] | 0 | 6642.593 | 272501700 | 9717473
5000 | 10000 | 27460 | 30 | 999999 | 9999999 | 1040756000 | 0.21028 | 65461100 | 53871550 | 17.8195 | 0 | 20.69 | 4.7051 | 8223750 | 7282506 | 10210000 | 14565010 | 25537800 | 39995520 | 0 | 0.65501 | 2505403 | 30000.01 | 24000 | 0 | 6678.082 | 269791900 | 7318582
13000 | 8000 | 22054 | 15 | 999999 | 9999999 | 1040794000 | 0.20942 | 65388080 | 55009970 | 18.0312 | 0 | 20.237 | 4.8193 | 21381750 | 18934520 | 8168000 | 11652010 | 20510220 | 32121680 | 0 | 0.3275 | 1299246 | 15000 | 12000 | 0 | 6785.695 | 270222100 | 8691461
16000 | 7000 | 22054 | 30 | 999999 | 9999999 | 1040795000 | 0.20988 | 64800240 | 63873220 | 18.8721 | 0 | 18.1527 | 5.3007 | 26316000 | 23304020 | 7147000 | 10195510 | 20510220 | 32121680 | 0 | 0.65501 | 2611698 | 30000.01 | 24000 | 0 | 7086.6 | 266864800 | 7970100
7000 | 8000 | 27460 | 25 | 999999 | 9999999 | 1040826000 | 0.21004 | 65492470 | 53469050 | 17.8099 | 0 | 20.761 | 4.6957 | 11513250 | 10195510 | 8168000 | 11652010 | 25537800 | 39995520 | 0 | 0.54584 | 2101403 | 25000.01 | 20000 | 0 | 6682.7 | 270156100 | 7723143
13000 | 12000 | 22054 | 60 | 999999 | 9999999 | 1040838000 | 0.21108 | 64135140 | 73943970 | 19.748 | 0 | 16.4016 | 5.7513 | 21381750 | 18934520 | 12252000 | 17478010 | 20510220 | 32121680 | 0 | 1.31 | 5155082 | 60000.01 | 48000.01 | 0 | 7373.433 | 262485500 | 6103363
16000 | 14000 | 13405 | 10 | 999999 | 9999999 | 1040848000 | 0.20911 | 65301060 | 56376650 | 18.1631 | 0 | 19.8158 | 4.9197 | 26316000 | 23304020 | 14294000 | 20391020 | 12466650 | 19524400 | 0 | 0.21834 | 894200.1 | 10000 | 8000.001 | 0 | 6845.767 | 270200700 | 9196285
11000 | 10000 | 27460 | 80 | 999999 | 9999999 | 1040861000 | 0.21181 | 63719020 | 80240050 | 20.3615 | 0 | 15.5114 | 6.0015 | 18092250 | 16021510 | 10210000 | 14565010 | 25537800 | 39995520 | 0 | 1.7467 | 6803405 | 80000.02 | 64000.01 | 0 | 7576.673 | 259594800 | 4993081
2000 | 15936 | 27460 | 70 | 999999 | 9999999 | 1040864000 | 0.21183 | 64518000 | 68197950 | 19.0959 | 0 | 17.4878 | 5.4228 | 3289500 | 2913002 | 16270660 | 23210800 | 25537800 | 39995520 | 0 | 1.5284 | 5725930 | 70000.02 | 56000.01 | 0 | 7105.02 | 263694200 | 4960807
16077 | 1000 | 27460 | 25 | 999999 | 9999999 | 1040882000 | 0.20972 | 64979930 | 61251440 | 18.6524 | 0 | 18.6978 | 5.1678 | 26442650 | 23416170 | 1021000 | 1456501 | 25537800 | 39995520 | 0 | 0.54584 | 2178739 | 25000.01 | 20000 | 0 | 7009.887 | 267809700 | 8242974
9000 | 6000 | 27460 | 20 | 999999 | 9999999 | 1040905000 | 0.2098 | 65524360 | 53066550 | 17.8002 | 0 | 20.8316 | 4.6863 | 14802750 | 13108510 | 6126000 | 8739007 | 25537800 | 39995520 | 0 | 0.43667 | 1695001 | 20000 | 16000 | 0 | 6687.346 | 270522300 | 8130109
14000 | 15936 | 13405 | 15 | 999999 | 9999999 | 1040930000 | 0.2094 | 65284140 | 56713810 | 18.1475 | 0 | 19.752 | 4.9282 | 23026500 | 20391020 | 16270660 | 23210800 | 12466650 | 19524400 | 0 | 0.3275 | 1308116 | 15000 | 12000 | 0 | 6830.926 | 269898000 | 8763599
7000 | 13000 | 22054 | 20 | 999999 | 9999999 | 1040933000 | 0.20987 | 65603820 | 51896470 | 17.6352 | 0 | 21.1909 | 4.6125 | 11513250 | 10195510 | 13273000 | 18934520 | 20510220 | 32121680 | 0 | 0.43667 | 1686051 | 20000 | 16000 | 0 | 6623.319 | 270982200 | 8029083
16077 | 6000 | 22054 | 20 | 999999 | 9999999 | 1040983000 | 0.20954 | 65090940 | 59678860 | 18.4776 | 0 | 19.0264 | 5.0933 | 26442650 | 23416170 | 6126000 | 8739007 | 20510220 | 32121680 | 0 | 0.43667 | 1751310 | 20000 | 16000 | 0 | 6950.644 | 268634400 | 8548706
14000 | 3000 | 27460 | 30 | 999999 | 9999999 | 1040988000 | 0.21001 | 64968660 | 61527300 | 18.6318 | 0 | 18.6538 | 5.1722 | 23026500 | 20391020 | 3063000 | 4369504 | 25537800 | 39995520 | 0 | 0.65501 | 2578786 | 30000.01 | 24000 | 0 | 6993.151 | 267532300 | 7818981
2000 | 14000 | 27460 | 50 | 999999 | 9999999 | 1040998000 | 0.2112 | 65095790 | 59621300 | 18.2664 | 0 | 19.2424 | 5.0038 | 3289500 | 2913002 | 14294000 | 20391020 | 25537800 | 39995520 | 0 | 1.0917 | 4131204 | 50000.01 | 40000.01 | 0 | 6817.451 | 267223000 | 5970467
11000 | 4000 | 27460 | 15 | 999999 | 9999999 | 1041001000 | 0.20955 | 65557480 | 52664050 | 17.7904 | 0 | 20.9005 | 4.6774 | 18092250 | 16021510 | 4084000 | 5826005 | 25537800 | 39995520 | 0 | 0.3275 | 1282936 | 15000 | 12000 | 0 | 6692.057 | 270893700 | 8542746
11000 | 8000 | 27460 | 60 | 999999 | 9999999 | 1041030000 | 0.21122 | 64303460 | 71598050 | 19.5076 | 0 | 16.785 | 5.6365 | 18092250 | 16021510 | 8168000 | 11652010 | 25537800 | 39995520 | 0 | 1.31 | 5091152 | 60000.01 | 48000.01 | 0 | 7280.339 | 263152500 | 5954931
16000 | 1000 | 27460 | 25 | 999999 | 9999999 | 1041058000 | 0.20977 | 65000040 | 61124800 | 18.6212 | 0 | 18.7066 | 5.1656 | 26316000 | 23304020 | 1021000 | 1456501 | 25537800 | 39995520 | 0 | 0.54584 | 2174786 | 25000.01 | 20000 | 0 | 6997.77 | 267896400 | 8223542
13000 | 15936 | 22054 | 100 | 999999 | 9999999 | 1041074000 | 0.21232 | 63008640 | 91162620 | 21.4272 | 0 | 14.162 | 6.4429 | 21381750 | 18934520 | 16270660 | 23210800 | 20510220 | 32121680 | 0 | 2.1834 | 8633622 | 100000 | 80000.02 | 0 | 7955.375 | 255547900 | 4263584
7000 | 13000 | 27460 | 80 | 999999 | 9999999 | 1041075000 | 0.21201 | 63966430 | 76724050 | 19.9564 | 0 | 16.0209 | 5.8373 | 11513250 | 10195510 | 13273000 | 18934520 | 25537800 | 39995520 | 0 | 1.7467 | 6657515 | 80000.02 | 64000.01 | 0 | 7420.387 | 260720200 | 4749399
14000 | 8000 | 22054 | 25 | 999999 | 9999999 | 1041078000 | 0.20984 | 65078960 | 59954720 | 18.4569 | 0 | 18.9817 | 5.0977 | 23026500 | 20391020 | 8168000 | 11652010 | 20510220 | 32121680 | 0 | 0.54584 | 2155380 | 25000.01 | 20000 | 0 | 6933.862 | 268354100 | 8121338
11000 | 12000 | 27460 | 100 | 999999 | 9999999 | 1041087000 | 0.21241 | 63160750 | 88882050 | 21.2134 | 0 | 14.4285 | 6.3437 | 18092250 | 16021510 | 12252000 | 17478010 | 25537800 | 39995520 | 0 | 2.1834 | 8513398 | 100000 | 80000.02 | 0 | 7873.034 | 256146100 | 4140546
13000 | 2000 | 27460 | 10 | 999999 | 9999999 | 1041111000 | 0.20931 | 65591440 | 52261550 | 17.7806 | 0 | 20.9686 | 4.6687 | 21381750 | 18934520 | 2042000 | 2913002 | 25537800 | 39995520 | 0 | 0.21834 | 866935.7 | 10000 | 8000.001 | 0 | 6696.812 | 271268600 | 8959323
2000 | 15936 | 22054 | 10 | 999999 | 9999999 | 1041124000 | 0.2097 | 66182050 | 43370380 | 16.777 | 0 | 24.2562 | 4.0696 | 3289500 | 2913002 | 16270660 | 23210800 | 20510220 | 32121680 | 0 | 0.21834 | 837161.8 | 10000 | 8000.001 | 0 | 6307.006 | 274067300 | 8343272
9000 | 15936 | 22054 | 70 | 999999 | 9999999 | 1041132000 | 0.21163 | 64105530 | 74683620 | 19.744 | 0 | 16.2973 | 5.7673 | 14802750 | 13108510 | 16270660 | 23210800 | 20510220 | 32121680 | 0 | 1.5284 | 5880808 | 70000.02 | 56000.01 | 0 | 7355.028 | 261896500 | 5353220
7000 | 12000 | 27460 | 70 | 999999 | 9999999 | 1041137000 | 0.21171 | 64257190 | 72403050 | 19.5289 | 0 | 16.6826 | 5.6514 | 11513250 | 10195510 | 12252000 | 17478010 | 25537800 | 39995520 | 0 | 1.5284 | 5822997 | 70000.02 | 56000.01 | 0 | 7271.973 | 262492900 | 5222070
| 12000 | 27460 | 10 | 999999 | 9999999 | 1041148000 | 0.20979 | 66334940 | 41089800 | 16.561 | 0 | 25.3151 | 3.9066 |  |  | 12252000 | 17478010 | 25537800 | 39995520 | 0 | 0.21834 | 835083 | 10000 | 8000.001 | 0 | 6223.314 | 274668800 | 8211648
7000 | 14000 | 27460 | 90 | 999999 | 9999999 | 1041151000 | 0.21231 | 63684840 | 81045050 | 20.3831 | 0 | 15.4102 | 6.0182 | 11513250 | 10195510 | 14294000 | 20391020 | 25537800 | 39995520 | 0 | 1.965 | 7479353 | 90000.02 | 72000.02 | 0 | 7568.946 | 258985600 | 4316194
16000 | 6000 | 22054 | 20 | 999999 | 9999999 | 1041160000 | 0.20959 | 65111070 | 59552220 | 18.4464 | 0 | 19.036 | 5.0909 | 26316000 | 23304020 | 6126000 | 8739007 | 20510220 | 32121680 | 0 | 0.43667 | 1747985 | 20000 | 16000 | 0 | 6938.519 | 268721200 | 8529298
16077 | 6000 | 27460 | 80 | 999999 | 9999999 | 1041183000 | 0.2117 | 63457380 | 84506450 | 20.796 | 0 | 14.8958 | 6.2111 | 26442650 | 23416170 | 6126000 | 8739007 | 25537800 | 39995520 | 0 | 1.7467 | 6989035 | 80000.02 | 64000.01 | 0 | 7744.668 | 258388400 | 5258343
16077 | 7000 | 27460 | 90 | 999999 | 9999999 | 1041217000 | 0.212 | 63173020 | 88827450 | 21.2221 | 0 | 14.3892 | 6.376 | 26442650 | 23416170 | 7147000 | 10195510 | 25537800 | 39995520 | 0 | 1.965 | 7883547 | 90000.02 | 72000.02 | 0 | 7892.396 | 256642300 | 4806312
11000 | 7000 | 27460 | 50 | 999999 | 9999999 | 1041231000 | 0.21093 | 64603400 | 67277050 | 19.0804 | 0 | 17.5185 | 5.4425 | 18092250 | 16021510 | 7147000 | 10195510 | 25537800 | 39995520 | 0 | 1.0917 | 4242205 | 50000.01 | 40000.01 | 0 | 7132.09 | 264963600 | 6467297
16077 | 13000 | 13405 |  | 999999 | 9999999 | 1041236000 | 0.20878 | 65605020 | 52182300 | 17.7691 | 0 | 20.8934 | 4.6955 | 26442650 | 23416170 | 13273000 | 18934520 | 12466650 | 19524400 | [5 empty] | 0 | 6710.197 | 272025500 | 9833498
7000 | 7000 | 27460 | 15 | 999999 | 9999999 | 1041240000 | 0.20976 | 65806530 | 49148050 | 17.3843 | 0 | 22.0185 | 4.4553 | 11513250 | 10195510 | 7147000 | 10195510 | 25537800 | 39995520 | 0 | 0.3275 | 1264832 | 15000 | 12000 | 0 | 6534.31 | 272025900 | 8293083
16077 | 5000 | 27460 | 70 | 999999 | 9999999 | 1041246000 | 0.2114 | 63748150 | 80185450 | 20.3696 | 0 | 15.442 | 6.041 | 26442650 | 23416170 | 5105000 | 7282506 | 25537800 | 39995520 | 0 | 1.5284 | 6091180 | 70000.02 | 56000.01 | 0 | 7596.978 | 260161200 | 5737385
9000 | 14000 | 22054 | 50 | 999999 | 9999999 | 1041247000 | 0.211 | 64682110 | 66106970 | 18.9156 | 0 | 17.7516 | 5.3791 | 14802750 | 13108510 | 14294000 | 20391020 | 20510220 | 32121680 | 0 | 1.0917 | 4214545 | 50000.01 | 40000.01 | 0 | 7068.277 | 265420300 | 6365029
5000 | 14000 | 22054 | 15 | 999999 | 9999999 | 1041268000 | 0.20983 | 65885990 | 47977970 | 17.2191 | 0 | 22.4328 | 4.3779 | 8223750 | 7282506 | 14294000 | 20391020 | 20510220 | 32121680 | 0 | 0.3275 | 1259408 | 15000 | 12000 | 0 | 6470.242 | 272485800 | 8191720
13000 | 5000 | 27460 | 45 | 999999 | 9999999 | 1041275000 | 0.21068 | 64633020 | 66874550 | 19.0695 | 0 | 17.5655 | 5.4368 | 21381750 | 18934520 | 5105000 | 7282506 | 25537800 | 39995520 | 0 | 0.98251 | 3846324 | 45000.01 | 36000.01 | 0 | 7136.615 | 265320300 | 6863728
16077 |  | 27460 | 15 | 999999 | 9999999 | 1041286000 | 0.20944 | 65293330 | 56930440 | 18.2268 | 0 | 19.6504 | 4.9515 | 26442650 | 23416170 |  |  | 25537800 | 39995520 | 0 | 0.3275 | 1314661 | 15000 | 12000 | 0 | 6861.81 | 269676800 | 8812931
11000 | 12000 | 22054 | 45 | 999999 | 9999999 | 1041288000 | 0.21075 | 64711500 | 65704470 | 18.9049 | 0 | 17.8008 | 5.3729 | 18092250 | 16021510 | 12252000 | 17478010 | 20510220 | 32121680 | 0 | 0.98251 | 3819731 | 45000.01 | 36000.01 | 0 | 7072.79 | 265776100 | 6760391
2000 | 13000 | 27460 | 40 | 999999 | 9999999 | 1041310000 | 0.21091 | 65403050 | 55300300 | 17.8388 | 0 | 20.2809 | 4.7811 | 3289500 | 2913002 | 13273000 | 18934520 | 25537800 | 39995520 | 0 | 0.87334 | 3312598 | 40000.01 | 32000.01 | 0 | 6668.855 | 269064400 | 6510267
16077 | 4000 | 27460 | 60 | 999999 | 9999999 | 1041344000 | 0.21111 | 64041320 | 75864450 | 19.9432 | 0 | 16.0399 | 5.8632 | 26442650 | 23416170 | 4084000 | 5826005 | 25537800 | 39995520 | 0 | 1.31 | 5213581 | 60000.01 | 48000.01 | 0 | 7449.056 | 261944000 | 6224407
13000 | 10000 | 22054 | 40 | 999999 | 9999999 | 1041345000 | 0.2105 | 64742010 | 65301970 | 18.894 | 0 | 17.8485 | 5.3671 | 21381750 | 18934520 | 10210000 | 14565010 | 20510220 | 32121680 | 0 | 0.87334 | 3419698 | 40000.01 | 32000.01 | 0 | 7077.363 | 266136600 | 7160979
9000 | 5000 | 27460 | 10 | 999999 | 9999999 | 1041350000 | 0.20952 | 65840500 | 48745550 | 17.3749 | 0 | 22.098 | 4.4451 | 14802750 | 13108510 | 5105000 | 7282506 | 25537800 | 39995520 | 0 | 0.21834 | 848831.8 | 10000 | 8000.001 | 0 | 6539.065 | 272400800 | 8709660
16000 | 6000 | 27460 | 80 | 999999 | 9999999 | 1041357000 | 0.21175 | 63477340 | 84379800 | 20.765 | 0 | 14.8968 | 6.2105 | 26316000 | 23304020 | 6126000 | 8739007 | 25537800 | 39995520 | 0 | 1.7467 | 6974891 | 80000.02 | 64000.01 | 0 | 7732.667 | 258474500 | 5239313
14000 | 2000 | 27460 | 20 | 999999 | 9999999 | 1041363000 | 0.20973 | 65280180 | 57206300 | 18.2059 | 0 | 19.6042 | 4.956 | 23026500 | 20391020 | 2042000 | 2913002 | 25537800 | 39995520 | 0 | 0.43667 | 1724929 | 20000 | 16000 | 0 | 6844.958 | 269391600 | 8380082
14000 | 13000 | 22054 | 80 | 999999 | 9999999 | 1041365000 | 0.21181 | 63555480 | 83209720 | 20.6014 | 0 | 15.0512 | 6.1566 | 23026500 | 20391020 | 13273000 | 18934520 | 20510220 | 32121680 | 0 | 1.7467 | 6901841 | 80000.02 | 64000.01 | 0 | 7669.373 | 258928800 | 5139197
3000 | 15936 | 22054 | 20 | 999999 | 9999999 | 1041368000 | 0.21012 | 65870250 | 48315130 | 17.2021 | 0 | 22.3433 | 4.3897 | 4934250 | 4369504 | 16270660 | 23210800 | 20510220 | 32121680 | 0 | 0.43667 | 1669544 | 20000 | 16000 | 0 | 6455.445 | 272188000 | 7764326
7000 | 12000 | 22054 | 10 | 999999 | 9999999 | 1041378000 | 0.20959 | 65919960 | 47575470 | 17.21 | 0 | 22.5168 | 4.3672 | 11513250 | 10195510 | 12252000 | 17478010 | 20510220 | 32121680 | 0 | 0.21834 | 843407.8 | 10000 | 8000.001 | 0 | 6474.998 | 272860700 | 8608297
16077 | 8000 | 27460 | 100 | 999999 | 9999999 | 1041379000 | 0.2123 | 62897140 | 93148450 | 21.6474 | 0 | 13.9141 | 6.5373 | 26442650 | 23416170 | 8168000 | 11652010 | 25537800 | 39995520 | 0 | 2.1834 | 8763134 | 100000 | 80000.02 | 0 | 8040.295 | 254931500 | 4391131
16077 | 15936 | 13405 | 35 | 999999 | 9999999 | 1041386000 | 0.21019 | 64649990 | 66729950 | 19.0302 | 0 | 17.5262 | 5.4622 | 26442650 | 23416170 | 16270660 | 23210800 | 12466650 | 19524400 | 0 | 0.76418 | 3038771 | 35000.01 | 28000.01 | 0 | 7139.212 | 266092700 | 7658801
16000 | 7000 | 27460 | 90 | 999999 | 9999999 | 1041392000 | 0.21205 | 63193030 | 88700800 | 21.1911 | 0 | 14.3893 | 6.3757 | 26316000 | 23304020 | 7147000 | 10195510 | 25537800 | 39995520 | 0 | 1.965 | 7867086 | 90000.02 | 72000.02 | 0 | 7880.422 | 256728600 | 4787757
14000 | 14000 | 22054 | 90 | 999999 | 9999999 | 1041406000 | 0.21211 | 63271540 | 87530720 | 21.0276 | 0 | 14.5299 | 6.3241 | 23026500 | 20391020 | 14294000 | 20391020 | 20510220 | 32121680 | 0 | 1.965 | 7782102 | 90000.02 | 72000.02 | 0 | 7817.264 | 257184500 | 4690384
16000 | 13000 | 13405 |  | 999999 | 9999999 | 1041408000 | 0.20883 | 65624820 | 52055650 | 17.738 | 0 | 20.9094 | 4.6921 | 26316000 | 23304020 | 13273000 | 18934520 | 12466650 | 19524400 | [5 empty] | 0 | 6698.035 | 272111000 | 9812389
16077 | 5000 | 22054 | 10 | 999999 | 9999999 | 1041417000 | 0.20926 | 65406390 | 55357860 | 18.0523 | 0 | 20.0219 | 4.8729 | 26442650 | 23416170 | 5105000 | 7282506 | 20510220 | 32121680 | 0 | 0.21834 | 885561.4 | 10000 | 8000.001 | 0 | 6802.586 | 270510100 | 9127368
16000 | 5000 | 27460 | 70 | 999999 | 9999999 | 1041420000 | 0.21145 | 63768130 | 80058800 | 20.3385 | 0 | 15.4439 | 6.0402 | 26316000 | 23304020 | 5105000 | 7282506 | 25537800 | 39995520 | 0 | 1.5284 | 6079253 | 70000.02 | 56000.01 | 0 | 7584.952 | 260247400 | 5718237
14000 | 12000 | 22054 | 70 | 999999 | 9999999 | 1041430000 | 0.21152 | 63846380 | 78888720 | 20.1746 | 0 | 15.6134 | 5.984 | 23026500 | 20391020 | 12252000 | 17478010 | 20510220 | 32121680 | 0 | 1.5284 | 6019127 | 70000.02 | 56000.01 | 0 | 7521.509 | 260702200 | 5617279
7000 | 10000 | 27460 | 50 | 999999 | 9999999 | 1041449000 | 0.21113 | 64851100 | 63761050 | 18.6741 | 0 | 18.2243 | 5.2544 | 11513250 | 10195510 | 10210000 | 14565010 | 25537800 | 39995520 | 0 | 1.0917 | 4179059 | 50000.01 | 40000.01 | 0 | 6974.858 | 266090100 | 6216487
16000 |  | 27460 | 15 | 999999 | 9999999 | 1041463000 | 0.20949 | 65313480 | 56803800 | 18.1956 | 0 | 19.6618 | 4.9488 | 26316000 | 23304020 |  |  | 25537800 | 39995520 | 0 | 0.3275 | 1312033 | 15000 | 12000 | 0 | 6849.678 | 269763700 | 8793551
3000 | 10000 | 27460 | 15 | 999999 | 9999999 | 1041482000 | 0.20997 | 66055800 | 45632050 | 16.9772 | 0 | 23.3006 | 4.2239 | 4934250 | 4369504 | 10210000 | 14565010 | 25537800 | 39995520 | 0 | 0.3275 | 1255005 | 15000 | 12000 | 0 | 6376.468 | 273159000 | 8043527
9000 | 8000 | 27460 | 45 | 999999 | 9999999 | 1041484000 | 0.21089 | 64880140 | 63358550 | 18.6637 | 0 | 18.2779 | 5.2473 | 14802750 | 13108510 | 8168000 | 11652010 | 25537800 | 39995520 | 0 | 0.98251 | 3785806 | 45000.01 | 36000.01 | 0 | 6979.353 | 266444500 | 6610286
14000 | 7000 | 22054 | 15 | 999999 | 9999999 | 1041485000 | 0.20955 | 65392590 | 55633720 | 18.0312 | 0 | 19.9748 | 4.8775 | 23026500 | 20391020 | 7147000 | 10195510 | 20510220 | 32121680 | 0 | 0.3275 | 1299246 | 15000 | 12000 | 0 | 6785.695 | 270222100 | 8691461
3000 | 14000 | 27460 | 60 | 999999 | 9999999 | 1041486000 | 0.21163 | 64800180 | 64566050 | 18.6941 | 0 | 18.1064 | 5.2714 | 4934250 | 4369504 | 14294000 | 20391020 | 25537800 | 39995520 | 0 | 1.31 | 4932400 | 60000.01 | 48000.01 | 0 | 6966.246 | 265411200 | 5462100
3000 | 15936 | 27460 | 80 | 999999 | 9999999 | 1041502000 | 0.21226 | 64232320 | 73142700 | 19.5237 | 0 | 16.5667 | 5.6702 | 4934250 | 4369504 | 16270660 | 23210800 | 25537800 | 39995520 | 0 | 1.7467 | 6528091 | 80000.02 | 64000.01 | 0 | 7253.804 | 261923800 | 4493734
16000 | 4000 | 27460 | 60 | 999999 | 9999999 | 1041519000 | 0.21115 | 64061300 | 75737800 | 19.9121 | 0 | 16.0429 | 5.8621 | 26316000 | 23304020 | 4084000 | 5826005 | 25537800 | 39995520 | 0 | 1.31 | 5203888 | 60000.01 | 48000.01 | 0 | 7437.004 | 262030300 | 6205044
11000 | 6000 | 27460 | 40 | 999999 | 9999999 | 1041539000 | 0.21064 | 64910440 | 62956050 | 18.6531 | 0 | 18.3298 | 5.2407 | 18092250 | 16021510 | 6126000 | 8739007 | 25537800 | 39995520 | 0 | 0.87334 | 3386786 | 40000.01 | 32000.01 | 0 | 6983.915 | 266804100 | 7009859
16077 | 3000 | 27460 | 50 | 999999 | 9999999 | 1041553000 | 0.21081 | 64341750 | 71543450 | 19.5164 | 0 | 16.6909 | 5.6793 | 26442650 | 23416170 | 3063000 | 4369504 | 25537800 | 39995520 | 0 | 1.0917 | 4331972 | 50000.01 | 40000.01 | 0 | 7301.18 | 263757100 | 6742084
16000 | 8000 | 27460 | 100 | 999999 | 9999999 | 1041555000 | 0.21235 | 62917230 | 93021800 | 21.6164 | 0 | 13.9135 | 6.5372 | 26316000 | 23304020 | 8168000 | 11652010 | 25537800 | 39995520 | 0 | 2.1834 | 8744577 | 100000 | 80000.02 | 0 | 8028.345 | 255018200 | 4373095
9000 | 13000 | 22054 | 40 | 999999 | 9999999 | 1041558000 | 0.21071 | 64989360 | 61785970 | 18.4882 | 0 | 18.5918 | 5.1743 | 14802750 | 13108510 | 13273000 | 18934520 | 20510220 | 32121680 | 0 | 0.87334 | 3367380 | 40000.01 | 32000.01 | 0 | 6920.007 | 267261800 | 6907656
16000 | 15936 | 13405 | 35 | 999999 | 9999999 | 1041561000 | 0.21024 | 64669990 | 66603300 | 18.9991 | 0 | 17.5323 | 5.4604 | 26316000 | 23304020 | 16270660 | 23210800 | 12466650 | 19524400 | 0 | 0.76418 | 3033691 | 35000.01 | 28000.01 | 0 | 7127.108 | 266179000 | 7639060
5000 | 8000 | 27460 | 10 | 999999 | 9999999 | 1041592000 | 0.20972 | 66089770 | 45229550 | 16.9684 | 0 | 23.3946 | 4.2121 | 8223750 | 7282506 | 8168000 | 11652010 | 25537800 | 39995520 | 0 | 0.21834 | 839005.3 | 10000 | 8000.001 | 0 | 6381.224 | 273534000 | 8460104
16000 | 5000 | 22054 | 10 | 999999 | 9999999 | 1041595000 | 0.20931 | 65426560 | 55231220 | 18.0211 | 0 | 20.0344 | 4.8701 | 26316000 | 23304020 | 5105000 | 7282506 | 20510220 | 32121680 | 0 | 0.21834 | 883246.3 | 10000 | 8000.001 | 0 | 6790.45 | 270597100 | 9108039
16077 | 8000 | 22054 | 45 | 999999 | 9999999 | 1041604000 | 0.21064 | 64449490 | 69970860 | 19.3409 | 0 | 16.9411 | 5.6133 | 26442650 | 23416170 | 8168000 | 11652010 | 20510220 | 32121680 | 0 | 0.98251 | 3899406 | 45000.01 | 36000.01 | 0 | 7241.996 | 264568200 | 7034722
13000 | 4000 | 27460 | 35 | 999999 | 9999999 | 1041609000 | 0.21039 | 64941800 | 62553550 | 18.6425 | 0 | 18.3803 | 5.2345 | 21381750 | 18934520 | 4084000 | 5826005 | 25537800 | 39995520 | 0 | 0.76418 | 2982786 | 35000.01 | 28000.01 | 0 | 6988.533 | 267168200 | 7414420
| 14000 | 27460 | 35 | 999999 | 9999999 | 1041621000 | 0.21088 | 65683610 | 51381800 | 17.4209 | 0 | 21.3911 | 4.5568 |  |  | 14294000 | 20391020 | 25537800 | 39995520 | 0 | 0.76418 | 2889846 | 35000.01 | 28000.01 | 0 | 6515.733 | 270561300 | 6665814
13000 | 1000 | 27460 |  | 999999 | 9999999 | 1041624000 | 0.20903 | 65912070 | 47940550 | 17.356 | 0 | 22.2521 | 4.4259 | 21381750 | 18934520 | 1021000 | 1456501 | 25537800 | 39995520 | [5 empty] | 0 | 6548.769 | 273165800 | 9559670
11000 | 8000 | 22054 |  | 999999 | 9999999 | 1041634000 | 0.2091 | 65990360 | 46770470 | 17.1916 | 0 | 22.6826 | 4.3464 | 18092250 | 16021510 | 8168000 | 11652010 | 20510220 | 32121680 | [5 empty] | 0 | 6484.639 | 273620800 | 9452876
3000 | 13000 | 27460 | 50 | 999999 | 9999999 | 1041690000 | 0.21134 | 65100300 | 60245050 | 18.2664 | 0 | 19.0059 | 5.0597 | 4934250 | 4369504 | 13273000 | 18934520 | 25537800 | 39995520 | 0 | 1.0917 | 4131204 | 50000.01 | 40000.01 | 0 | 6817.451 | 267223000 | 5970467
2000 | 12000 | 27460 | 30 | 999999 | 9999999 | 1041691000 | 0.21063 | 65714980 | 50979300 | 17.4118 | 0 | 21.4695 | 4.5464 | 3289500 | 2913002 | 12252000 | 17478010 | 25537800 | 39995520 | 0 | 0.65501 | 2485846 | 30000.01 | 24000 | 0 | 6520.352 | 270925500 | 7070375
16000 | 3000 | 27460 | 50 | 999999 | 9999999 | 1041727000 | 0.21086 | 64361700 | 71416800 | 19.4853 | 0 | 16.6952 | 5.6779 | 26316000 | 23304020 | 3063000 | 4369504 | 25537800 | 39995520 | 0 | 1.0917 | 4324811 | 50000.01 | 40000.01 | 0 | 7289.099 | 263843200 | 6722335
14000 | 10000 | 22054 | 50 | 999999 | 9999999 | 1041735000 | 0.21093 | 64439840 | 70246720 | 19.3211 | 0 | 16.9031 | 5.6166 | 23026500 | 20391020 | 10210000 | 14565010 | 20510220 | 32121680 | 0 | 1.0917 | 4288801 | 50000.01 | 40000.01 | 0 | 7225.382 | 264297500 | 6618516
16000 | 8000 | 22054 | 45 | 999999 | 9999999 | 1041779000 | 0.21069 | 64469480 | 69844220 | 19.3098 | 0 | 16.9459 | 5.6118 | 26316000 | 23304020 | 8168000 | 11652010 | 20510220 | 32121680 | 0 | 0.98251 | 3892801 | 45000.01 | 36000.01 | 0 | 7229.909 | 264654400 | 7015066
14000 | 1000 | 27460 | 10 | 999999 | 9999999 | 1041803000 | 0.20945 | 65595960 | 52885300 | 17.7806 | 0 | 20.6859 | 4.728 | 23026500 | 20391020 | 1021000 | 1456501 | 25537800 | 39995520 | 0 | 0.21834 | 866935.7 | 10000 | 8000.001 | 0 | 6696.812 | 271268600 | 8959323
9000 | 4000 | 27460 |  | 999999 | 9999999 | 1041834000 | 0.20924 | 66159220 | 44424550 | 16.9506 | 0 | 23.5831 | 4.1886 | 14802750 | 13108510 | 4084000 | 5826005 | 25537800 | 39995520 | [5 empty] | 0 | 6390.814 | 274290100 | 9300274
9000 | 7000 | 27460 | 35 | 999999 | 9999999 | 1041834000 | 0.2106 | 65189930 | 59037550 | 18.2364 | 0 | 19.1838 | 5.0359 | 14802750 | 13108510 | 7147000 | 10195510 | 25537800 | 39995520 | 0 | 0.76418 | 2939953 | 35000.01 | 28000.01 | 0 | 6831.068 | 268296600 | 7163371
16077 | 2000 | 27460 | 40 | 999999 | 9999999 | 1041852000 | 0.21053 | 64648190 | 67222450 | 19.0895 | 0 | 17.4066 | 5.4878 | 26442650 | 23416170 | 2042000 | 2913002 | 25537800 | 39995520 | 0 | 0.87334 | 3450943 | 40000.01 | 32000.01 | 0 | 7153.297 | 265595200 | 7284750
7000 | 14000 | 22054 | 35 | 999999 | 9999999 | 1041858000 | 0.21067 | 65269170 | 57867470 | 18.0711 | 0 | 19.478 | 4.9667 | 11513250 | 10195510 | 14294000 | 20391020 | 20510220 | 32121680 | 0 | 0.76418 | 2926577 | 35000.01 | 28000.01 | 0 | 6767.092 | 268755500 | 7061873
11000 | 5000 | 27460 | 30 | 999999 | 9999999 | 1041904000 | 0.21036 | 65221300 | 58635050 | 18.2262 | 0 | 19.2415 | 5.0285 | 18092250 | 16021510 | 5105000 | 7282506 | 25537800 | 39995520 | 0 | 0.65501 | 2535953 | 30000.01 | 24000 | 0 | 6835.687 | 268660700 | 7567932
9000 | 12000 | 22054 | 30 | 999999 | 9999999 | 1041929000 | 0.21043 | 65300540 | 57464970 | 18.0612 | 0 | 19.5382 | 4.9588 | 14802750 | 13108510 | 12252000 | 17478010 | 20510220 | 32121680 | 0 | 0.65501 | 2522577 | 30000.01 | 24000 | 0 | 6771.71 | 269119600 | 7466434
16077 | 7000 | 22054 | 35 | 999999 | 9999999 | 1041932000 | 0.21035 | 64757860 | 65649860 | 18.9142 | 0 | 17.6833 | 5.4187 | 26442650 | 23416170 | 7147000 | 10195510 | 20510220 | 32121680 | 0 | 0.76418 | 3020379 | 35000.01 | 28000.01 | 0 | 7094.09 | 266414400 | 7585233
16077 | 14000 | 13405 | 15 | 999999 | 9999999 | 1041945000 | 0.20958 | 65255970 | 58153300 | 18.2045 | 0 | 19.2537 | 5.0447 | 26442650 | 23416170 | 14294000 | 20391020 | 12466650 | 19524400 | 0 | 0.3275 | 1312779 | 15000 | 12000 | 0 | 6853.145 | 269738900 | 8799088
16077 | 4000 | 22054 |  | 999999 | 9999999 | 1041961000 | 0.20899 | 65729060 | 51036860 | 17.6273 | 0 | 21.1545 | 4.6413 | 26442650 | 23416170 | 4084000 | 5826005 | 20510220 | 32121680 | [5 empty] | 0 | 6654.755 | 272415800 | 9738126
13000 | 15936 | 13405 | 10 | 999999 | 9999999 | 1041964000 | 0.2095 | 65571210 | 53419060 | 17.7324 | 0 | 20.5056 | 4.7665 | 21381750 | 18934520 | 16270660 | 23210800 | 12466650 | 19524400 | 0 | 0.21834 | 864063.8 | 10000 | 8000.001 | 0 | 6678.048 | 271403300 | 8929613
14000 | 4000 | 27460 | 45 | 999999 | 9999999 | 1041967000 | 0.21082 | 64637530 | 67498300 | 19.0695 | 0 | 17.3679 | 5.4912 | 23026500 | 20391020 | 4084000 | 5826005 | 25537800 | 39995520 | 0 | 0.98251 | 3846324 | 45000.01 | 36000.01 | 0 | 7136.615 | 265320300 | 6863728
13000 | 3000 | 27460 | 25 | 999999 | 9999999 | 1041975000 | 0.21011 | 65252670 | 58232550 | 18.2161 | 0 | 19.2997 | 5.021 | 21381750 | 18934520 | 3063000 | 4369504 | 25537800 | 39995520 | 0 | 0.54584 | 2131953 | 25000.01 | 20000 | 0 | 6840.305 | 269024800 | 7972493
5000 | 15936 | 22054 | 40 | 999999 | 9999999 | 1041981000 | 0.21097 | 65254940 | 58204620 | 18.055 | 0 | 19.4114 | 4.976 | 8223750 | 7282506 | 16270660 | 23210800 | 20510220 | 32121680 | 0 | 0.87334 | 3328305 | 40000.01 | 32000.01 | 0 | 6752.391 | 268464100 | 6641668
11000 | 10000 | 22054 | 25 | 999999 | 9999999 | 1041999000 | 0.21018 | 65331910 | 57062470 | 18.0513 | 0 | 19.5991 | 4.9509 | 18092250 | 16021510 | 10210000 | 14565010 | 20510220 | 32121680 | 0 | 0.54584 | 2118577 | 25000.01 | 20000 | 0 | 6776.329 | 269483700 | 7870994
3000 | 12000 | 27460 | 40 | 999999 | 9999999 | 1042001000 | 0.21105 | 65407560 | 55924050 | 17.8388 | 0 | 20.0173 | 4.8385 | 4934250 | 4369504 | 12252000 | 17478010 | 25537800 | 39995520 | 0 | 0.87334 | 3312598 | 40000.01 | 32000.01 | 0 | 6668.855 | 269064400 | 6510267
| 13000 | 27460 | 25 | 999999 | 9999999 | 1042008000 | 0.2106 | 65995940 | 47060800 | 16.9946 | 0 | 22.764 | 4.3088 |  |  | 13273000 | 18934520 | 25537800 | 39995520 | 0 | 0.54584 | 2070566 | 25000.01 | 20000 | 0 | 6367.145 | 272424000 | 7226834
16000 | 2000 | 27460 | 40 | 999999 | 9999999 | 1042026000 | 0.21057 | 64668190 | 67095800 | 19.0584 | 0 | 17.4125 | 5.4861 | 26316000 | 23304020 | 2042000 | 2913002 | 25537800 | 39995520 | 0 | 0.87334 | 3445599 | 40000.01 | 32000.01 | 0 | 7141.196 | 265681500 | 7265009
5000 | 10000 | 27460 | 35 | 999999 | 9999999 | 1042069000 | 0.21081 | 65438760 | 55521550 | 17.8291 | 0 | 20.0828 | 4.8298 | 8223750 | 7282506 | 10210000 | 14565010 | 25537800 | 39995520 | 0 | 0.76418 | 2909403 | 35000.01 | 28000.01 | 0 | 6673.464 | 269427800 | 6914021
5000 | 7000 | 27460 |  | 999999 | 9999999 | 1042069000 | 0.20945 | 66408050 | 40908550 | 16.5444 | 0 | 25.1286 | 3.9417 | 8223750 | 7282506 | 7147000 | 10195510 | 25537800 | 39995520 | [5 empty] | 0 | 6232.861 | 275421400 | 9047889
13000 | 8000 | 22054 | 20 | 999999 | 9999999 | 1042079000 | 0.20994 | 65363880 | 56659970 | 18.0413 | 0 | 19.6594 | 4.9431 | 21381750 | 18934520 | 8168000 | 11652010 | 20510220 | 32121680 | 0 | 0.43667 | 1711805 | 20000 | 16000 | 0 | 6780.979 | 269850300 | 8278330
3000 | 14000 | 22054 |  | 999999 | 9999999 | 1042096000 | 0.20952 | 66487470 | 39738470 | 16.3792 | 0 | 25.7101 | 3.8558 | 4934250 | 4369504 | 14294000 | 20391020 | 20510220 | 32121680 | [5 empty] | 0 | 6168.731 | 275881100 | 8945797
16000 | 7000 | 22054 | 35 | 999999 | 9999999 | 1042108000 | 0.2104 | 64777890 | 65523220 | 18.8831 | 0 | 17.6898 | 5.4169 | 26316000 | 23304020 | 7147000 | 10195510 | 20510220 | 32121680 | 0 | 0.76418 | 3015698 | 35000.01 | 28000.01 | 0 | 7081.981 | 266500800 | 7565540
16000 | 14000 | 13405 | 15 | 999999 | 9999999 | 1042122000 | 0.20963 | 65276120 | 58026650 | 18.1734 | 0 | 19.264 | 5.0422 | 26316000 | 23304020 | 14294000 | 20391020 | 12466650 | 19524400 | 0 | 0.3275 | 1310200 | 15000 | 12000 | 0 | 6841.011 | 269825800 | 8779708
16000 | 4000 | 22054 |  | 999999 | 9999999 | 1042135000 | 0.20903 | 65748970 | 50910220 | 17.5962 | 0 | 21.1713 | 4.6379 | 26316000 | 23304020 | 4084000 | 5826005 | 20510220 | 32121680 | [5 empty] | 0 | 6642.593 | 272501700 | 9717473
7000 | 8000 | 27460 | 30 | 999999 | 9999999 | 1042140000 | 0.21056 | 65470120 | 55119050 | 17.8195 | 0 | 20.1486 | 4.821 | 11513250 | 10195510 | 8168000 | 11652010 | 25537800 | 39995520 | 0 | 0.65501 | 2505403 | 30000.01 | 24000 | 0 | 6678.082 | 269791900 | 7318582
16077 | 1000 | 27460 | 30 | 999999 | 9999999 | 1042195000 | 0.21024 | 64957580 | 62901440 | 18.663 | 0 | 18.2051 | 5.2865 | 26442650 | 23416170 | 1021000 | 1456501 | 25537800 | 39995520 | 0 | 0.65501 | 2582739 | 30000.01 | 24000 | 0 | 7005.268 | 267445600 | 7838413
9000 | 6000 | 27460 | 25 | 999999 | 9999999 | 1042210000 | 0.21032 | 65501500 | 54716550 | 17.8099 | 0 | 20.2151 | 4.8122 | 14802750 | 13108510 | 6126000 | 8739007 | 25537800 | 39995520 | 0 | 0.54584 | 2101403 | 25000.01 | 20000 | 0 | 6682.7 | 270156100 | 7723143
14000 | 15936 | 13405 | 20 | 999999 | 9999999 | 1042215000 | 0.20992 | 65259890 | 58363810 | 18.1577 | 0 | 19.2025 | 5.0505 | 23026500 | 20391020 | 16270660 | 23210800 | 12466650 | 19524400 | 0 | 0.43667 | 1720913 | 20000 | 16000 | 0 | 6826.207 | 269526000 | 8350230
7000 | 13000 | 22054 | 25 | 999999 | 9999999 | 1042239000 | 0.21039 | 65581010 | 53546470 | 17.6447 | 0 | 20.5517 | 4.7395 | 11513250 | 10195510 | 13273000 | 18934520 | 20510220 | 32121680 | 0 | 0.54584 | 2092199 | 25000.01 | 20000 | 0 | 6618.676 | 270616100 | 7622371
13000 | 8000 | 27460 | 80 | 999999 | 9999999 | 1042244000 | 0.21209 | 63728040 | 81487550 | 20.3615 | 0 | 15.2061 | 6.1024 | 21381750 | 18934520 | 8168000 | 11652010 | 25537800 | 39995520 | 0 | 1.7467 | 6803405 | 80000.02 | 64000.01 | 0 | 7576.673 | 259594800 | 4993081
16077 | 6000 | 22054 | 25 | 999999 | 9999999 | 1042285000 | 0.21007 | 65067840 | 61328860 | 18.4881 | 0 | 18.5162 | 5.2133 | 26442650 | 23416170 | 6126000 | 8739007 | 20510220 | 32121680 | 0 | 0.54584 | 2158752 | 25000.01 | 20000 | 0 | 6945.986 | 268267200 | 8140698
11000 | 4000 | 27460 | 20 | 999999 | 9999999 | 1042288000 | 0.21007 | 65533390 | 54314050 | 17.8002 | 0 | 20.2813 | 4.8035 | 18092250 | 16021510 | 4084000 | 5826005 | 25537800 | 39995520 | 0 | 0.43667 | 1695001 | 20000 | 16000 | 0 | 6687.346 | 270522300 | 8130109
14000 | 3000 | 27460 | 35 | 999999 | 9999999 | 1042301000 | 0.21053 | 64946320 | 63177300 | 18.6425 | 0 | 18.1632 | 5.2904 | 23026500 | 20391020 | 3063000 | 4369504 | 25537800 | 39995520 | 0 | 0.76418 | 2982786 | 35000.01 | 28000.01 | 0 | 6988.533 | 267168200 | 7414420
13000 | 7000 | 27460 | 70 | 999999 | 9999999 | 1042311000 | 0.21179 | 64019040 | 77166550 | 19.9344 | 0 | 15.7881 | 5.9263 | 21381750 | 18934520 | 7147000 | 10195510 | 25537800 | 39995520 | 0 | 1.5284 | 5938095 | 70000.02 | 56000.01 | 0 | 7428.611 | 261368500 | 5469817
14000 |  | 27460 |  | 999999 | 9999999 | 1042315000 | 0.20917 | 65916580 | 48564300 | 17.356 | 0 | 21.9313 | 4.4869 | 23026500 | 20391020 |  |  | 25537800 | 39995520 | [5 empty] | 0 | 6548.769 | 273165800 | 9559670
11000 | 14000 | 22054 | 70 | 999999 | 9999999 | 1042325000 | 0.21186 | 64097590 | 75996470 | 19.77 | 0 | 15.9684 | 5.8687 | 18092250 | 16021510 | 14294000 | 20391020 | 20510220 | 32121680 | 0 | 1.5284 | 5888330 | 70000.02 | 56000.01 | 0 | 7365.051 | 261824600 | 5369097
16000 | 1000 | 27460 | 30 | 999999 | 9999999 | 1042371000 | 0.21029 | 64977690 | 62774800 | 18.6318 | 0 | 18.2128 | 5.2844 | 26316000 | 23304020 | 1021000 | 1456501 | 25537800 | 39995520 | 0 | 0.65501 | 2578786 | 30000.01 | 24000 | 0 | 6993.151 | 267532300 | 7818981
13000 | 2000 | 27460 | 15 | 999999 | 9999999 | 1042385000 | 0.20983 | 65566500 | 53911550 | 17.7904 | 0 | 20.3458 | 4.7953 | 21381750 | 18934520 | 2042000 | 2913002 | 25537800 | 39995520 | 0 | 0.3275 | 1282936 | 15000 | 12000 | 0 | 6692.057 | 270893700 | 8542746
14000 | 8000 | 22054 | 30 | 999999 | 9999999 | 1042391000 | 0.21036 | 65056610 | 61604720 | 18.4673 | 0 | 18.4726 | 5.2175 | 23026500 | 20391020 | 8168000 | 11652010 | 20510220 | 32121680 | 0 | 0.65501 | 2559380 | 30000.01 | 24000 | 0 | 6929.244 | 267990000 | 7716778
2000 | 15936 | 22054 | 15 | 999999 | 9999999 | 1042398000 | 0.21023 | 66157110 | 45020380 | 16.7856 | 0 | 23.409 | 4.2052 | 3289500 | 2913002 | 16270660 | 23210800 | 20510220 | 32121680 | 0 | 0.3275 | 1253162 | 15000 | 12000 | 0 | 6302.251 | 273692400 | 7926695
13000 | 6000 | 27460 | 60 | 999999 | 9999999 | 1042414000 | 0.2115 | 64312480 | 72845550 | 19.5076 | 0 | 16.4277 | 5.7422 | 21381750 | 18934520 | 6126000 | 8739007 | 25537800 | 39995520 | 0 | 1.31 | 5091152 | 60000.01 | 48000.01 | 0 | 7280.339 | 263152500 | 5954931
| 12000 | 27460 | 15 | 999999 | 9999999 | 1042422000 | 0.21032 | 66310000 | 42739800 | 16.5693 | 0 | 24.3873 | 4.0448 |  |  | 12252000 | 17478010 | 25537800 | 39995520 | 0 | 0.3275 | 1251083 | 15000 | 12000 | 0 | 6218.559 | 274293900 | 7795070
11000 | 13000 | 22054 | 60 | 999999 | 9999999 | 1042431000 | 0.21157 | 64391260 | 71675470 | 19.3429 | 0 | 16.6273 | 5.682 | 18092250 | 16021510 | 13273000 | 18934520 | 20510220 | 32121680 | 0 | 1.31 | 5052217 | 60000.01 | 48000.01 | 0 | 7216.655 | 263609500 | 5854041
16000 | 6000 | 22054 | 25 | 999999 | 9999999 | 1042462000 | 0.21011 | 65087980 | 61202220 | 18.4569 | 0 | 18.5246 | 5.2111 | 26316000 | 23304020 | 6126000 | 8739007 | 20510220 | 32121680 | 0 | 0.54584 | 2155380 | 25000.01 | 20000 | 0 | 6933.862 | 268354100 | 8121338
13000 | 10000 | 27460 | 100 | 999999 | 9999999 | 1042470000 | 0.21269 | 63169780 | 90129550 | 21.2134 | 0 | 14.163 | 6.4404 | 21381750 | 18934520 | 10210000 | 14565010 | 25537800 | 39995520 | 0 | 2.1834 | 8513398 | 100000 | 80000.02 | 0 | 7873.034 | 256146100 | 4140546
11000 | 15936 | 22054 | 90 | 999999 | 9999999 | 1042513000 | 0.2125 | 63541200 | 84573130 | 20.5978 | 0 | 14.8057 | 6.2236 | 18092250 | 16021510 | 16270660 | 23210800 | 20510220 | 32121680 | 0 | 1.965 | 7573567 | 90000.02 | 72000.02 | 0 | 7651.585 | 258385000 | 4439557
9000 | 10000 | 27460 | 70 | 999999 | 9999999 | 1042521000 | 0.21199 | 64266220 | 73650550 | 19.5289 | 0 | 16.3294 | 5.7562 | 14802750 | 13108510 | 10210000 | 14565010 | 25537800 | 39995520 | 0 | 1.5284 | 5822997 | 70000.02 | 56000.01 | 0 | 7271.973 | 262492900 | 5222070
13000 | 7000 | 22054 | 10 | 999999 | 9999999 | 1042521000 | 0.20966 | 65679860 | 52338970 | 17.616 | 0 | 20.7559 | 4.7131 | 21381750 | 18934520 | 7147000 | 10195510 | 20510220 | 32121680 | 0 | 0.21834 | 858322.2 | 10000 | 8000.001 | 0 | 6632.781 | 271728200 | 8857960
7000 | 7000 | 27460 | 20 | 999999 | 9999999 | 1042530000 | 0.21028 | 65782620 | 50798050 | 17.3935 | 0 | 21.326 | 4.585 | 11513250 | 10195510 | 7147000 | 10195510 | 25537800 | 39995520 | 0 | 0.43667 | 1676067 | 20000 | 16000 | 0 | 6529.609 | 271655300 | 7881277
2000 | 10000 | 27460 | 10 | 999999 | 9999999 | 1042532000 | 0.21007 | 66343960 | 42337300 | 16.561 | 0 | 24.4955 | 4.0316 | 3289500 | 2913002 | 10210000 | 14565010 | 25537800 | 39995520 | 0 | 0.21834 | 835083 | 10000 | 8000.001 | 0 | 6223.314 | 274668800 | 8211648
9000 | 12000 | 27460 | 90 | 999999 | 9999999 | 1042534000 | 0.21259 | 63693860 | 82292550 | 20.3831 | 0 | 15.1081 | 6.1183 | 14802750 | 13108510 | 12252000 | 17478010 | 25537800 | 39995520 | 0 | 1.965 | 7479353 | 90000.02 | 72000.02 | 0 | 7568.946 | 258985600 | 4316194
5000 | 14000 | 22054 | 20 | 999999 | 9999999 | 1042559000 | 0.21035 | 65862150 | 49627970 | 17.2281 | 0 | 21.7122 | 4.5089 | 8223750 | 7282506 | 14294000 | 20391020 | 20510220 | 32121680 | 0 | 0.43667 | 1670306 | 20000 | 16000 | 0 | 6465.545 | 272115400 | 7780252
16077 |  | 27460 | 20 | 999999 | 9999999 | 1042569000 | 0.20996 | 65269040 | 58580440 | 18.2371 | 0 | 19.1053 | 5.0738 | 26442650 | 23416170 |  |  | 25537800 | 39995520 | 0 | 0.43667 | 1727620 | 20000 | 16000 | 0 | 6857.089 | 269304700 | 8399398
16077 | 12000 | 22054 | 90 | 999999 | 9999999 | 1042613000 | 0.21235 | 63260500 | 88904860 | 21.0586 | 0 | 14.2602 | 6.4221 | 26442650 | 23416170 | 12252000 | 17478010 | 20510220 | 32121680 | 0 | 1.965 | 7797870 | 90000.02 | 72000.02 | 0 | 7829.246 | 257098000 | 4708797
13000 | 5000 | 27460 | 50 | 999999 | 9999999 | 1042614000 | 0.21121 | 64612420 | 68524550 | 19.0804 | 0 | 17.1289 | 5.5509 | 21381750 | 18934520 | 5105000 | 7282506 | 25537800 | 39995520 | 0 | 1.0917 | 4242205 | 50000.01 | 40000.01 | 0 | 7132.09 | 264963600 | 6467297
9000 | 5000 | 27460 | 15 | 999999 | 9999999 | 1042624000 | 0.21004 | 65815550 | 50395550 | 17.3843 | 0 | 21.4012 | 4.5752 | 14802750 | 13108510 | 5105000 | 7282506 | 25537800 | 39995520 | 0 | 0.3275 | 1264832 | 15000 | 12000 | 0 | 6534.31 | 272025900 | 8293083
11000 | 12000 | 22054 | 50 | 999999 | 9999999 | 1042631000 | 0.21128 | 64691140 | 67354470 | 18.9156 | 0 | 17.3516 | 5.488 | 18092250 | 16021510 | 12252000 | 17478010 | 20510220 | 32121680 | 0 | 1.0917 | 4214545 | 50000.01 | 40000.01 | 0 | 7068.277 | 265420300 | 6365029
| 15936 | 27460 | 60 | 999999 | 9999999 | 1042632000 | 0.21203 | 65072360 | 61608460 | 18.2592 | 0 | 18.6359 | 5.1366 |  |  | 16270660 | 23210800 | 25537800 | 39995520 | 0 | 1.31 | 4875811 | 60000.01 | 48000.01 | 0 | 6798.83 | 266622200 | 5206589
16077 | 10000 | 22054 | 70 | 999999 | 9999999 | 1042638000 | 0.21175 | 63835400 | 80262860 | 20.2057 | 0 | 15.301 | 6.087 | 26442650 | 23416170 | 10210000 | 14565010 | 20510220 | 32121680 | 0 | 1.5284 | 6030183 | 70000.02 | 56000.01 | 0 | 7533.545 | 260615900 | 5636426
2000 | 13000 | 27460 | 45 | 999999 | 9999999 | 1042650000 | 0.21144 | 65382500 | 56950300 | 17.8483 | 0 | 19.6931 | 4.9049 | 3289500 | 2913002 | 13273000 | 18934520 | 25537800 | 39995520 | 0 | 0.98251 | 3708284 | 45000.01 | 36000.01 | 0 | 6664.332 | 268707800 | 6114031
7000 | 12000 | 22054 | 15 | 999999 | 9999999 | 1042652000 | 0.21011 | 65895020 | 49225470 | 17.2191 | 0 | 21.7916 | 4.4986 | 11513250 | 10195510 | 12252000 | 17478010 | 20510220 | 32121680 | 0 | 0.3275 | 1259408 | 15000 | 12000 | 0 | 6470.242 | 272485800 | 8191720
14000 | 2000 | 27460 | 25 | 999999 | 9999999 | 1042666000 | 0.21025 | 65257180 | 58856300 | 18.2161 | 0 | 19.0594 | 5.0784 | 23026500 | 20391020 | 2042000 | 2913002 | 25537800 | 39995520 | 0 | 0.54584 | 2131953 | 25000.01 | 20000 | 0 | 6840.305 | 269024800 | 7972493
13000 | 10000 | 22054 | 45 | 999999 | 9999999 | 1042671000 | 0.21103 | 64720520 | 66951970 | 18.9049 | 0 | 17.3984 | 5.4823 | 21381750 | 18934520 | 10210000 | 14565010 | 20510220 | 32121680 | 0 | 0.98251 | 3819731 | 45000.01 | 36000.01 | 0 | 7072.79 | 265776100 | 6760391
3000 | 15936 | 22054 | 25 | 999999 | 9999999 | 1042676000 | 0.21065 | 65847580 | 49965130 | 17.211 | 0 | 21.6262 | 4.5205 | 4934250 | 4369504 | 16270660 | 23210800 | 20510220 | 32121680 | 0 | 0.54584 | 2075030 | 25000.01 | 20000 | 0 | 6450.81 | 271822600 | 7358278
16077 | 5000 | 22054 | 15 | 999999 | 9999999 | 1042691000 | 0.20979 | 65381440 | 57007860 | 18.0624 | 0 | 19.4554 | 4.9967 | 26442650 | 23416170 | 5105000 | 7282506 | 20510220 | 32121680 | 0 | 0.3275 | 1301562 | 15000 | 12000 | 0 | 6797.831 | 270135200 | 8710791
5000 | 14000 | 27460 | 80 | 999999 | 9999999 | 1042693000 | 0.21249 | 64224200 | 74455550 | 19.5498 | 0 | 16.2261 | 5.7719 | 8223750 | 7282506 | 14294000 | 20391020 | 25537800 | 39995520 | 0 | 1.7467 | 6535181 | 80000.02 | 64000.01 | 0 | 7263.832 | 261851100 | 4508898
16077 | 15936 | 13405 | 40 | 999999 | 9999999 | 1042699000 | 0.21072 | 64627640 | 68379950 | 19.0414 | 0 | 17.0937 | 5.5762 | 26442650 | 23416170 | 16270660 | 23210800 | 12466650 | 19524400 | 0 | 0.87334 | 3442771 | 40000.01 | 32000.01 | 0 | 7134.594 | 265728600 | 7254241
9000 | 13000 | 27460 | 100 | 999999 | 9999999 | 1042723000 | 0.21289 | 63419750 | 86613550 | 20.8089 | 0 | 14.564 | 6.292 | 14802750 | 13108510 | 13273000 | 18934520 | 25537800 | 39995520 | 0 | 2.1834 | 8297876 | 100000 | 80000.02 | 0 | 7717.543 | 257282200 | 3914491
11000 | 3000 | 27460 | 10 | 999999 | 9999999 | 1042733000 | 0.20979 | 65849520 | 49993050 | 17.3749 | 0 | 21.4751 | 4.5658 | 18092250 | 16021510 | 3063000 | 4369504 | 25537800 | 39995520 | 0 | 0.21834 | 848831.8 | 10000 | 8000.001 | 0 | 6539.065 | 272400800 | 8709660
16000 |  | 27460 | 20 | 999999 | 9999999 | 1042747000 | 0.21001 | 65289210 | 58453800 | 18.2059 | 0 | 19.1152 | 5.0714 | 26316000 | 23304020 |  |  | 25537800 | 39995520 | 0 | 0.43667 | 1724929 | 20000 | 16000 | 0 | 6844.958 | 269391600 | 8380082
5000 | 13000 | 27460 | 70 | 999999 | 9999999 | 1042748000 | 0.2122 | 64514470 | 70134550 | 19.122 | 0 | 16.9209 | 5.5804 | 8223750 | 7282506 | 13273000 | 18934520 | 25537800 | 39995520 | 0 | 1.5284 | 5730942 | 70000.02 | 56000.01 | 0 | 7115.071 | 263621800 | 4976494
9000 | 10000 | 22054 | 10 | 999999 | 9999999 | 1042761000 | 0.20986 | 65928980 | 48822970 | 17.21 | 0 | 21.8696 | 4.4886 | 14802750 | 13108510 | 10210000 | 14565010 | 20510220 | 32121680 | 0 | 0.21834 | 843407.8 | 10000 | 8000.001 | 0 | 6474.998 | 272860700 | 8608297
14000 | 7000 | 22054 | 20 | 999999 | 9999999 | 1042770000 | 0.21008 | 65368390 | 57283720 | 18.0413 | 0 | 19.4096 | 5.0011 | 23026500 | 20391020 | 7147000 | 10195510 | 20510220 | 32121680 | 0 | 0.43667 | 1711805 | 20000 | 16000 | 0 | 6780.979 | 269850300 | 8278330
3000 | 10000 | 27460 | 20 | 999999 | 9999999 | 1042774000 | 0.21049 | 66032070 | 47282050 | 16.9859 | 0 | 22.5182 | 4.3574 | 4934250 | 4369504 | 10210000 | 14565010 | 25537800 | 39995520 | 0 | 0.43667 | 1665410 | 20000 | 16000 | 0 | 6371.776 | 272789200 | 7632552
16077 | 13000 | 22054 | 100 | 999999 | 9999999 | 1042781000 | 0.21265 | 62985000 | 93225860 | 21.484 | 0 | 13.79 | 6.5835 | 26442650 | 23416170 | 13273000 | 18934520 | 20510220 | 32121680 | 0 | 2.1834 | 8666293 | 100000 | 80000.02 | 0 | 7977.273 | 255388800 | 4296352
16000 | 12000 | 22054 | 90 | 999999 | 9999999 | 1042789000 | 0.21239 | 63280560 | 88778220 | 21.0276 | 0 | 14.26 | 6.4219 | 26316000 | 23304020 | 12252000 | 17478010 | 20510220 | 32121680 | 0 | 1.965 | 7782102 | 90000.02 | 72000.02 | 0 | 7817.264 | 257184500 | 4690384
16000 | 10000 | 22054 | 70 | 999999 | 9999999 | 1042813000 | 0.2118 | 63855400 | 80136220 | 20.1746 | 0 | 15.3026 | 6.0863 | 26316000 | 23304020 | 10210000 | 14565010 | 20510220 | 32121680 | 0 | 1.5284 | 6019127 | 70000.02 | 56000.01 | 0 | 7521.509 | 260702200 | 5617279
9000 | 8000 | 27460 | 50 | 999999 | 9999999 | 1042833000 | 0.21141 | 64860120 | 65008550 | 18.6741 | 0 | 17.8023 | 5.3645 | 14802750 | 13108510 | 8168000 | 11652010 | 25537800 | 39995520 | 0 | 1.0917 | 4179059 | 50000.01 | 40000.01 | 0 | 6974.858 | 266090100 | 6216487
7000 | 15936 | 22054 | 60 | 999999 | 9999999 | 1042849000 | 0.21182 | 64656560 | 68094130 | 18.9103 | 0 | 17.2396 | 5.5045 | 11513250 | 10195510 | 16270660 | 23210800 | 20510220 | 32121680 | 0 | 1.31 | 4966752 | 60000.01 | 48000.01 | 0 | 7049.569 | 264810700 | 5591526
5000 | 8000 | 27460 | 15 | 999999 | 9999999 | 1042866000 | 0.21025 | 66064830 | 46879550 | 16.9772 | 0 | 22.6069 | 4.346 | 8223750 | 7282506 | 8168000 | 11652010 | 25537800 | 39995520 | 0 | 0.3275 | 1255005 | 15000 | 12000 | 0 | 6376.468 | 273159000 | 8043527
11000 | 6000 | 27460 | 45 | 999999 | 9999999 | 1042868000 | 0.21117 | 64889160 | 64606050 | 18.6637 | 0 | 17.8531 | 5.358 | 18092250 | 16021510 | 6126000 | 8739007 | 25537800 | 39995520 | 0 | 0.98251 | 3785806 | 45000.01 | 36000.01 | 0 | 6979.353 | 266444500 | 6610286
16000 | 5000 | 22054 | 15 | 999999 | 9999999 | 1042869000 | 0.20983 | 65401620 | 56881220 | 18.0312 | 0 | 19.4664 | 4.9941 | 26316000 | 23304020 | 5105000 | 7282506 | 20510220 | 32121680 | 0 | 0.3275 | 1299246 | 15000 | 12000 | 0 | 6785.695 | 270222100 | 8691461
5000 | 12000 | 27460 | 60 | 999999 | 9999999 | 1042870000 | 0.21191 | 64809200 | 65813550 | 18.6941 | 0 | 17.6899 | 5.3805 | 8223750 | 7282506 | 12252000 | 17478010 | 25537800 | 39995520 | 0 | 1.31 | 4932400 | 60000.01 | 48000.01 | 0 | 6966.246 | 265411200 | 5462100
16000 | 15936 | 13405 | 40 | 999999 | 9999999 | 1042874000 | 0.21077 | 64647640 | 68253300 | 19.0102 | 0 | 17.0989 | 5.5746 | 26316000 | 23304020 | 16270660 | 23210800 | 12466650 | 19524400 | 0 | 0.87334 | 3437691 | 40000.01 | 32000.01 | 0 | 7122.49 | 265814800 | 7234499
9000 | 13000 | 22054 | 45 | 999999 | 9999999 | 1042890000 | 0.21124 | 64968240 | 63435970 | 18.4985 | 0 | 18.1007 | 5.2925 | 14802750 | 13108510 | 13273000 | 18934520 | 20510220 | 32121680 | 0 | 0.98251 | 3765708 | 45000.01 | 36000.01 | 0 | 6915.454 | 266902800 | 6508775
13000 | 4000 | 27460 | 40 | 999999 | 9999999 | 1042922000 | 0.21092 | 64919460 | 64203550 | 18.6531 | 0 | 17.9023 | 5.3519 | 21381750 | 18934520 | 4084000 | 5826005 | 25537800 | 39995520 | 0 | 0.87334 | 3386786 | 40000.01 | 32000.01 | 0 | 6983.915 | 266804100 | 7009859
14000 | 7000 | 27460 | 80 | 999999 | 9999999 | 1042936000 | 0.21223 | 63732550 | 82111300 | 20.3615 | 0 | 15.0566 | 6.1529 | 23026500 | 20391020 | 7147000 | 10195510 | 25537800 | 39995520 | 0 | 1.7467 | 6803405 | 80000.02 | 64000.01 | 0 | 7576.673 | 259594800 | 4993081
| 14000 | 27460 | 40 | 999999 | 9999999 | 1042941000 | 0.2114 | 65661710 | 53031800 | 17.4301 | 0 | 20.7351 | 4.6841 |  |  | 14294000 | 20391020 | 25537800 | 39995520 | 0 | 0.87334 | 3291752 | 40000.01 | 32000.01 | 0 | 6511.139 | 270199100 | 6263350
16077 | 8000 | 22054 | 50 | 999999 | 9999999 | 1042944000 | 0.21116 | 64428880 | 71620860 | 19.3523 | 0 | 16.5346 | 5.7253 | 26442650 | 23416170 | 8168000 | 11652010 | 20510220 | 32121680 | 0 | 1.0917 | 4295406 | 50000.01 | 40000.01 | 0 | 7237.469 | 264211300 | 6638172
16000 | 13000 | 22054 | 100 | 999999 | 9999999 | 1042958000 | 0.2127 | 63005140 | 93099220 | 21.453 | 0 | 13.7891 | 6.5836 | 26316000 | 23304020 | 13273000 | 18934520 | 20510220 | 32121680 | 0 | 2.1834 | 8648411 | 100000 | 80000.02 | 0 | 7965.315 | 255475600 | 4278441
14000 | 14000 | 13405 |  | 999999 | 9999999 | 1042973000 | 0.20931 | 65879100 | 49787150 | 17.3337 | 0 | 21.4215 | 4.5871 | 23026500 | 20391020 | 14294000 | 20391020 | 12466650 | 19524400 | [5 empty] | 0 | 6540.081 | 273227400 | 9545143
7000 | 6000 | 27460 | 10 | 999999 | 9999999 | 1042975000 | 0.21 | 66098790 | 46477050 | 16.9684 | 0 | 22.694 | 4.3349 | 11513250 | 10195510 | 6126000 | 8739007 | 25537800 | 39995520 | 0 | 0.21834 | 839005.3 | 10000 | 8000.001 | 0 | 6381.224 | 273534000 | 8460104
14000 | 8000 | 27460 | 90 | 999999 | 9999999 | 1042990000 | 0.21253 | 63449490 | 86432300 | 20.7878 | 0 | 14.527 | 6.323 | 23026500 | 20391020 | 8168000 | 11652010 | 25537800 | 39995520 | 0 | 1.965 | 7663306 | 90000.02 | 72000.02 | 0 | 7724.797 | 257854100 | 4549943
14000 | 6000 | 27460 | 70 | 999999 | 9999999 | 1043002000 | 0.21193 | 64023550 | 77790300 | 19.9344 | 0 | 15.6269 | 5.978 | 23026500 | 20391020 | 6126000 | 8739007 | 25537800 | 39995520 | 0 | 1.5284 | 5938095 | 70000.02 | 56000.01 | 0 | 7428.611 | 261368500 | 5469817
2000 | 12000 | 27460 | 35 | 999999 | 9999999 | 1043004000 | 0.21116 | 65692630 | 52629300 | 17.4209 | 0 | 20.8085 | 4.6743 | 3289500 | 2913002 | 12252000 | 17478010 | 25537800 | 39995520 | 0 | 0.76418 | 2889846 | 35000.01 | 28000.01 | 0 | 6515.733 | 270561300 | 6665814
5000 | 13000 | 22054 | 10 | 999999 | 9999999 | 1043006000 | 0.21007 | 66178450 | 45306970 | 16.803 | 0 | 23.1474 | 4.2546 | 8223750 | 7282506 | 13273000 | 18934520 | 20510220 | 32121680 | 0 | 0.21834 | 837412.9 | 10000 | 8000.001 | 0 | 6317.112 | 273994600 | 8359166
13000 | 6000 | 22054 |  | 999999 | 9999999 | 1043017000 | 0.20938 | 65999380 | 48017970 | 17.1916 | 0 | 22.0233 | 4.4692 | 21381750 | 18934520 | 6126000 | 8739007 | 20510220 | 32121680 | [5 empty] | 0 | 6484.639 | 273620800 | 9452876
14000 | 1000 | 27460 | 15 | 999999 | 9999999 | 1043077000 | 0.20997 | 65571010 | 54535300 | 17.7904 | 0 | 20.0773 | 4.8543 | 23026500 | 20391020 | 1021000 | 1456501 | 25537800 | 39995520 | 0 | 0.3275 | 1282936 | 15000 | 12000 | 0 | 6692.057 | 270893700 | 8542746
14000 | 5000 | 27460 | 60 | 999999 | 9999999 | 1043105000 | 0.21164 | 64317000 | 73469300 | 19.5076 | 0 | 16.2532 | 5.7951 | 23026500 | 20391020 | 5105000 | 7282506 | 25537800 | 39995520 | 0 | 1.31 | 5091152 | 60000.01 | 48000.01 | 0 | 7280.339 | 263152500 | 5954931
16000 | 8000 | 22054 | 50 | 999999 | 9999999 | 1043118000 | 0.21121 | 64448860 | 71494220 | 19.3211 | 0 | 16.5386 | 5.7239 | 26316000 | 23304020 | 8168000 | 11652010 | 20510220 | 32121680 | 0 | 1.0917 | 4288801 | 50000.01 | 40000.01 | 0 | 7225.382 | 264297500 | 6618516
9000 | 7000 | 27460 | 40 | 999999 | 9999999 | 1043147000 | 0.21113 | 65167580 | 60687550 | 18.2465 | 0 | 18.6606 | 5.1564 | 14802750 | 13108510 | 7147000 | 10195510 | 25537800 | 39995520 | 0 | 0.87334 | 3343954 | 40000.01 | 32000.01 | 0 | 6826.45 | 267932500 | 6758810
7000 | 14000 | 22054 | 40 | 999999 | 9999999 | 1043172000 | 0.2112 | 65246880 | 59517470 | 18.0811 | 0 | 18.9378 | 5.0882 | 11513250 | 10195510 | 14294000 | 20391020 | 20510220 | 32121680 | 0 | 0.87334 | 3330305 | 40000.01 | 32000.01 | 0 | 6762.477 | 268391600 | 6657584
16077 | 2000 | 27460 | 45 | 999999 | 9999999 | 1043175000 | 0.21105 | 64626520 | 68872450 | 19.1007 | 0 | 16.9776 | 5.6018 | 26442650 | 23416170 | 2042000 | 2913002 | 25537800 | 39995520 | 0 | 0.98251 | 3851799 | 45000.01 | 36000.01 | 0 | 7148.715 | 265234000 | 6883338
5000 | 15936 | 27460 | 100 | 999999 | 9999999 | 1043191000 | 0.21314 | 63688340 | 83032210 | 20.377 | 0 | 14.9866 | 6.142 | 8223750 | 7282506 | 16270660 | 23210800 | 25537800 | 39995520 | 0 | 2.1834 | 8091156 | 100000 | 80000.02 | 0 | 7551.844 | 258497000 | 3677805
14000 | 6000 | 22054 | 10 | 999999 | 9999999 | 1043213000 | 0.2098 | 65684370 | 52962720 | 17.616 | 0 | 20.4758 | 4.7728 | 23026500 | 20391020 | 6126000 | 8739007 | 20510220 | 32121680 | 0 | 0.21834 | 858322.2 | 10000 | 8000.001 | 0 | 6632.781 | 271728200 | 8857960
11000 | 2000 | 27460 |  | 999999 | 9999999 | 1043217000 | 0.20952 | 66168240 | 45672050 | 16.9506 | 0 | 22.8682 | 4.313 | 18092250 | 16021510 | 2042000 | 2913002 | 25537800 | 39995520 | [5 empty] | 0 | 6390.814 | 274290100 | 9300274
11000 | 5000 | 27460 | 35 | 999999 | 9999999 | 1043217000 | 0.21088 | 65198950 | 60285050 | 18.2364 | 0 | 18.7144 | 5.1496 | 18092250 | 16021510 | 5105000 | 7282506 | 25537800 | 39995520 | 0 | 0.76418 | 2939953 | 35000.01 | 28000.01 | 0 | 6831.068 | 268296600 | 7163371
16077 | 14000 | 13405 | 20 | 999999 | 9999999 | 1043229000 | 0.2101 | 65231690 | 59803300 | 18.2148 | 0 | 18.7285 | 5.1663 | 26442650 | 23416170 | 14294000 | 20391020 | 12466650 | 19524400 | 0 | 0.43667 | 1725693 | 20000 | 16000 | 0 | 6848.424 | 269366800 | 8385601
| 15936 | 22054 |  | 999999 | 9999999 | 1043230000 | 0.20991 | 66758830 | 36780880 | 15.9457 | 0 | 27.1423 | 3.6589 |  |  | 16270660 | 23210800 | 20510220 | 32121680 | [5 empty] | 0 | 6000.668 | 277088700 | 8681154
13000 | 15936 | 13405 | 15 | 999999 | 9999999 | 1043237000 | 0.21002 | 65546270 | 55069060 | 17.7422 | 0 | 19.9073 | 4.8925 | 21381750 | 18934520 | 16270660 | 23210800 | 12466650 | 19524400 | 0 | 0.3275 | 1280064 | 15000 | 12000 | 0 | 6673.293 | 271028400 | 8513036
9000 | 12000 | 22054 | 35 | 999999 | 9999999 | 1043242000 | 0.21095 | 65278190 | 59114970 | 18.0711 | 0 | 18.9941 | 5.081 | 14802750 | 13108510 | 12252000 | 17478010 | 20510220 | 32121680 | 0 | 0.76418 | 2926577 | 35000.01 | 28000.01 | 0 | 6767.092 | 268755500 | 7061873
16077 | 7000 | 22054 | 40 | 999999 | 9999999 | 1043245000 | 0.21088 | 64735520 | 67299860 | 18.9252 | 0 | 17.2409 | 5.5338 | 26442650 | 23416170 | 7147000 | 10195510 | 20510220 | 32121680 | 0 | 0.87334 | 3424379 | 40000.01 | 32000.01 | 0 | 7089.472 | 266050300 | 7180672
13000 | 3000 | 27460 | 30 | 999999 | 9999999 | 1043288000 | 0.21064 | 65230320 | 59882550 | 18.2262 | 0 | 18.7688 | 5.1428 | 21381750 | 18934520 | 3063000 | 4369504 | 25537800 | 39995520 | 0 | 0.65501 | 2535953 | 30000.01 | 24000 | 0 | 6835.687 | 268660700 | 7567932
14000 | 4000 | 27460 | 50 | 999999 | 9999999 | 1043306000 | 0.21135 | 64616940 | 69148300 | 19.0804 | 0 | 16.9389 | 5.6052 | 23026500 | 20391020 | 4084000 | 5826005 | 25537800 | 39995520 | 0 | 1.0917 | 4242205 | 50000.01 | 40000.01 | 0 | 7132.09 | 264963600 | 6467297
11000 | 10000 | 22054 | 30 | 999999 | 9999999 | 1043312000 | 0.21071 | 65309560 | 58712470 | 18.0612 | 0 | 19.0508 | 5.0737 | 18092250 | 16021510 | 10210000 | 14565010 | 20510220 | 32121680 | 0 | 0.65501 | 2522577 | 30000.01 | 24000 | 0 | 6771.71 | 269119600 | 7466434
5000 | 15936 | 22054 | 45 | 999999 | 9999999 | 1043317000 | 0.21149 | 65234140 | 59854620 | 18.0648 | 0 | 18.872 | 5.0976 | 8223750 | 7282506 | 16270660 | 23210800 | 20510220 | 32121680 | 0 | 0.98251 | 3725148 | 45000.01 | 36000.01 | 0 | 6747.854 | 268106400 | 6244275
| 13000 | 27460 | 30 | 999999 | 9999999 | 1043321000 | 0.21112 | 65973590 | 48710800 | 17.0032 | 0 | 22.0143 | 4.4411 |  |  | 13273000 | 18934520 | 25537800 | 39995520 | 0 | 0.65501 | 2474566 | 30000.01 | 24000 | 0 | 6362.527 | 272059900 | 6822273
3000 | 12000 | 27460 | 45 | 999999 | 9999999 | 1043341000 | 0.21158 | 65387010 | 57574050 | 17.8483 | 0 | 19.4419 | 4.9622 | 4934250 | 4369504 | 12252000 | 17478010 | 25537800 | 39995520 | 0 | 0.98251 | 3708284 | 45000.01 | 36000.01 | 0 | 6664.332 | 268707800 | 6114031
16000 | 2000 | 27460 | 45 | 999999 | 9999999 | 1043350000 | 0.2111 | 64646550 | 68745800 | 19.0695 | 0 | 16.9825 | 5.6002 | 26316000 | 23304020 | 2042000 | 2913002 | 25537800 | 39995520 | 0 | 0.98251 | 3846324 | 45000.01 | 36000.01 | 0 | 7136.615 | 265320300 | 6863728
13000 | 8000 | 22054 | 25 | 999999 | 9999999 | 1043383000 | 0.21046 | 65340930 | 58309970 | 18.0513 | 0 | 19.1081 | 5.0664 | 21381750 | 18934520 | 8168000 | 11652010 | 20510220 | 32121680 | 0 | 0.54584 | 2118577 | 25000.01 | 20000 | 0 | 6776.329 | 269483700 | 7870994
5000 | 10000 | 27460 | 40 | 999999 | 9999999 | 1043385000 | 0.21134 | 65416580 | 57171550 | 17.8388 | 0 | 19.5059 | 4.9535 | 8223750 | 7282506 | 10210000 | 14565010 | 25537800 | 39995520 | 0 | 0.87334 | 3312598 | 40000.01 | 32000.01 | 0 | 6668.855 | 269064400 | 6510267
16000 | 14000 | 13405 | 20 | 999999 | 9999999 | 1043407000 | 0.21015 | 65251860 | 59676650 | 18.1836 | 0 | 18.7375 | 5.164 | 26316000 | 23304020 | 14294000 | 20391020 | 12466650 | 19524400 | 0 | 0.43667 | 1723050 | 20000 | 16000 | 0 | 6836.292 | 269453700 | 8366285
16000 | 7000 | 22054 | 40 | 999999 | 9999999 | 1043421000 | 0.21092 | 64755540 | 67173220 | 18.894 | 0 | 17.2463 | 5.5322 | 26316000 | 23304020 | 7147000 | 10195510 | 20510220 | 32121680 | 0 | 0.87334 | 3419698 | 40000.01 | 32000.01 | 0 | 7077.363 | 266136600 | 7160979
7000 | 5000 | 27460 |  | 999999 | 9999999 | 1043453000 | 0.20972 | 66417080 | 42156050 | 16.5444 | 0 | 24.3134 | 4.0684 | 11513250 | 10195510 | 5105000 | 7282506 | 25537800 | 39995520 | [5 empty] | 0 | 6232.861 | 275421400 | 9047889
7000 | 8000 | 27460 | 35 | 999999 | 9999999 | 1043453000 | 0.21109 | 65447780 | 56769050 | 17.8291 | 0 | 19.5675 | 4.9454 | 11513250 | 10195510 | 8168000 | 11652010 | 25537800 | 39995520 | 0 | 0.76418 | 2909403 | 35000.01 | 28000.01 | 0 | 6673.464 | 269427800 | 6914021
5000 | 12000 | 22054 |  | 999999 | 9999999 | 1043480000 | 0.20979 | 66496490 | 40985970 | 16.3792 | 0 | 24.8556 | 3.9833 | 8223750 | 7282506 | 12252000 | 17478010 | 20510220 | 32121680 | [5 empty] | 0 | 6168.731 | 275881100 | 8945797
16077 | 1000 | 27460 | 35 | 999999 | 9999999 | 1043508000 | 0.21077 | 64935230 | 64551440 | 18.6737 | 0 | 17.7341 | 5.4042 | 26442650 | 23416170 | 1021000 | 1456501 | 25537800 | 39995520 | 0 | 0.76418 | 2986739 | 35000.01 | 28000.01 | 0 | 7000.65 | 267081500 | 7433852
14000 | 15936 | 13405 | 25 | 999999 | 9999999 | 1043518000 | 0.21044 | 65236900 | 60013810 | 18.1678 | 0 | 18.677 | 5.1723 | 23026500 | 20391020 | 16270660 | 23210800 | 12466650 | 19524400 | 0 | 0.54584 | 2127863 | 25000.01 | 20000 | 0 | 6821.555 | 269159300 | 7942715
9000 | 6000 | 27460 | 30 | 999999 | 9999999 | 1043523000 | 0.21084 | 65479150 | 56366550 | 17.8195 | 0 | 19.6293 | 4.9373 | 14802750 | 13108510 | 6126000 | 8739007 | 25537800 | 39995520 | 0 | 0.65501 | 2505403 | 30000.01 | 24000 | 0 | 6678.082 | 269791900 | 7318582
7000 | 13000 | 22054 | 30 | 999999 | 9999999 | 1043552000 | 0.21091 | 65558660 | 55196470 | 17.6541 | 0 | 19.9453 | 4.8657 | 11513250 | 10195510 | 13273000 | 18934520 | 20510220 | 32121680 | 0 | 0.65501 | 2496199 | 30000.01 | 24000 | 0 | 6614.058 | 270252000 | 7217810
11000 | 4000 | 27460 | 25 | 999999 | 9999999 | 1043593000 | 0.2106 | 65510520 | 55964050 | 17.8099 | 0 | 19.6919 | 4.9291 | 18092250 | 16021510 | 4084000 | 5826005 | 25537800 | 39995520 | 0 | 0.54584 | 2101403 | 25000.01 | 20000 | 0 | 6682.7 | 270156100 | 7723143
16077 | 6000 | 22054 | 30 | 999999 | 9999999 | 1043598000 | 0.21059 | 65045500 | 62978860 | 18.4985 | 0 | 18.0278 | 5.3326 | 26442650 | 23416170 | 6126000 | 8739007 | 20510220 | 32121680 | 0 | 0.65501 | 2562753 | 30000.01 | 24000 | 0 | 6941.368 | 267903100 | 7736137
14000 | 3000 | 27460 | 40 | 999999 | 9999999 | 1043614000 | 0.21106 | 64923970 | 64827300 | 18.6531 | 0 | 17.6942 | 5.4077 | 23026500 | 20391020 | 3063000 | 4369504 | 25537800 | 39995520 | 0 | 0.87334 | 3386786 | 40000.01 | 32000.01 | 0 | 6983.915 | 266804100 | 7009859
13000 | 13000 | 22054 | 80 | 999999 | 9999999 | 1043643000 | 0.21244 | 63815680 | 81564970 | 20.1972 | 0 | 15.0662 | 6.1488 | 21381750 | 18934520 | 13273000 | 18934520 | 20510220 | 32121680 | 0 | 1.7467 | 6741545 | 80000.02 | 64000.01 | 0 | 7513.251 | 260051100 | 4893859
16077 | 13000 | 13405 | 10 | 999999 | 9999999 | 1043669000 | 0.20982 | 65547460 | 55482300 | 17.7895 | 0 | 19.7015 | 4.9456 | 26442650 | 23416170 | 13273000 | 18934520 | 12466650 | 19524400 | 0 | 0.21834 | 867478.2 | 10000 | 8000.001 | 0 | 6700.281 | 271243700 | 8964816
13000 | 2000 | 27460 | 20 | 999999 | 9999999 | 1043672000 | 0.21035 | 65542410 | 55561550 | 17.8002 | 0 | 19.754 | 4.9211 | 21381750 | 18934520 | 2042000 | 2913002 | 25537800 | 39995520 | 0 | 0.43667 | 1695001 | 20000 | 16000 | 0 | 6687.346 | 270522300 | 8130109
16000 | 1000 | 27460 | 35 | 999999 | 9999999 | 1043684000 | 0.21081 | 64955340 | 64424800 | 18.6425 | 0 | 17.7406 | 5.4023 | 26316000 | 23304020 | 1021000 | 1456501 | 25537800 | 39995520 | 0 | 0.76418 | 2982786 | 35000.01 | 28000.01 | 0 | 6988.533 | 267168200 | 7414420
2000 | 15936 | 22054 | 20 | 999999 | 9999999 | 1043691000 | 0.21075 | 66133460 | 46670380 | 16.794 | 0 | 22.6129 | 4.3401 | 3289500 | 2913002 | 16270660 | 23210800 | 20510220 | 32121680 | 0 | 0.43667 | 1663177 | 20000 | 16000 | 0 | 6297.564 | 273322800 | 7516111
3000 | 8000 | 27460 |  | 999999 | 9999999 | 1043695000 | 0.20993 | 66666410 | 38640050 | 16.1373 | 0 | 26.0095 | 3.813 | 4934250 | 4369504 | 8168000 | 11652010 | 25537800 | 39995520 | [5 empty] | 0 | 6074.907 | 276554800 | 8797591
14000 | 8000 | 22054 | 35 | 999999 | 9999999 | 1043704000 | 0.21088 | 65034260 | 63254720 | 18.4777 | 0 | 17.9863 | 5.3364 | 23026500 | 20391020 | 8168000 | 11652010 | 20510220 | 32121680 | 0 | 0.76418 | 2963380 | 35000.01 | 28000.01 | 0 | 6924.625 | 267625900 | 7312217
13000 | 14000 | 22054 | 90 | 999999 | 9999999 | 1043705000 | 0.21274 | 63533160 | 85885970 | 20.6237 | 0 | 14.532 | 6.3202 | 21381750 | 18934520 | 14294000 | 20391020 | 20510220 | 32121680 | 0 | 1.965 | 7585508 | 90000.02 | 72000.02 | 0 | 7661.558 | 258312700 | 4454581
13000 | 12000 | 22054 | 70 | 999999 | 9999999 | 1043708000 | 0.21214 | 64106610 | 77243970 | 19.77 | 0 | 15.6411 | 5.9727 | 21381750 | 18934520 | 12252000 | 17478010 | 20510220 | 32121680 | 0 | 1.5284 | 5888330 | 70000.02 | 56000.01 | 0 | 7365.051 | 261824600 | 5369097
14000 | 5000 | 22054 |  | 999999 | 9999999 | 1043709000 | 0.20952 | 66003900 | 48641720 | 17.1916 | 0 | 21.7055 | 4.5308 | 23026500 | 20391020 | 5105000 | 7282506 | 20510220 | 32121680 | [5 empty] | 0 | 6484.639 | 273620800 | 9452876
| 12000 | 27460 | 20 | 999999 | 9999999 | 1043717000 | 0.21084 | 66286440 | 44389800 | 16.5775 | 0 | 23.5189 | 4.1822 |  |  | 12252000 | 17478010 | 25537800 | 39995520 | 0 | 0.43667 | 1660658 | 20000 | 16000 | 0 | 6213.877 | 273924700 | 7384927
16000 | 6000 | 22054 | 30 | 999999 | 9999999 | 1043775000 | 0.21064 | 65065640 | 62852220 | 18.4673 | 0 | 18.0351 | 5.3306 | 26316000 | 23304020 | 6126000 | 8739007 | 20510220 | 32121680 | 0 | 0.65501 | 2559380 | 30000.01 | 24000 | 0 | 6929.244 | 267990000 | 7716778
13000 | 7000 | 22054 | 15 | 999999 | 9999999 | 1043795000 | 0.21018 | 65654910 | 53988970 | 17.6257 | 0 | 20.1394 | 4.8404 | 21381750 | 18934520 | 7147000 | 10195510 | 20510220 | 32121680 | 0 | 0.3275 | 1274322 | 15000 | 12000 | 0 | 6628.026 | 271353200 | 8441383
2000 | 10000 | 27460 | 15 | 999999 | 9999999 | 1043806000 | 0.21059 | 66319020 | 43987300 | 16.5693 | 0 | 23.6206 | 4.1694 | 3289500 | 2913002 | 10210000 | 14565010 | 25537800 | 39995520 | 0 | 0.3275 | 1251083 | 15000 | 12000 | 0 | 6218.559 | 274293900 | 7795070
2000 | 14000 | 27460 | 60 | 999999 | 9999999 | 1043822000 | 0.21226 | 65064170 | 62921300 | 18.2854 | 0 | 18.1988 | 5.2459 | 3289500 | 2913002 | 14294000 | 20391020 | 25537800 | 39995520 | 0 | 1.31 | 4878752 | 60000.01 | 48000.01 | 0 | 6808.905 | 266549200 | 5221882
7000 | 7000 | 27460 | 25 | 999999 | 9999999 | 1043837000 | 0.21081 | 65759880 | 52448050 | 17.4027 | 0 | 20.6696 | 4.7142 | 11513250 | 10195510 | 7147000 | 10195510 | 25537800 | 39995520 | 0 | 0.54584 | 2081846 | 25000.01 | 20000 | 0 | 6524.97 | 271289600 | 7474935
2000 | 15936 | 27460 | 80 | 999999 | 9999999 | 1043845000 | 0.21289 | 64496800 | 71497950 | 19.1155 | 0 | 16.6123 | 5.6543 | 3289500 | 2913002 | 16270660 | 23210800 | 25537800 | 39995520 | 0 | 1.7467 | 6425331 | 80000.02 | 64000.01 | 0 | 7097.024 | 263063900 | 4260435
16000 | 13000 | 13405 | 10 | 999999 | 9999999 | 1043847000 | 0.20987 | 65567660 | 55355650 | 17.7583 | 0 | 19.7132 | 4.9429 | 26316000 | 23304020 | 13273000 | 18934520 | 12466650 | 19524400 | 0 | 0.21834 | 865595.4 | 10000 | 8000.001 | 0 | 6688.14 | 271330800 | 8945592
5000 | 14000 | 22054 | 25 | 999999 | 9999999 | 1043867000 | 0.21088 | 65839480 | 51277970 | 17.2371 | 0 | 21.0304 | 4.6392 | 8223750 | 7282506 | 14294000 | 20391020 | 20510220 | 32121680 | 0 | 0.54584 | 2075832 | 25000.01 | 20000 | 0 | 6460.91 | 271750000 | 7374163
16077 |  | 27460 | 25 | 999999 | 9999999 | 1043872000 | 0.21048 | 65246030 | 60230440 | 18.2473 | 0 | 18.5839 | 5.1957 | 26442650 | 23416170 |  |  | 25537800 | 39995520 | 0 | 0.54584 | 2134693 | 25000.01 | 20000 | 0 | 6852.436 | 268937800 | 7991761
11000 | 8000 | 27460 | 70 | 999999 | 9999999 | 1043905000 | 0.21228 | 64275240 | 74898050 | 19.5289 | 0 | 15.987 | 5.8613 | 18092250 | 16021510 | 8168000 | 11652010 | 25537800 | 39995520 | 0 | 1.5284 | 5822997 | 70000.02 | 56000.01 | 0 | 7271.973 | 262492900 | 5222070
9000 | 5000 | 27460 | 20 | 999999 | 9999999 | 1043913000 | 0.21056 | 65791640 | 52045550 | 17.3935 | 0 | 20.7414 | 4.7047 | 14802750 | 13108510 | 5105000 | 7282506 | 25537800 | 39995520 | 0 | 0.43667 | 1676067 | 20000 | 16000 | 0 | 6529.609 | 271655300 | 7881277
11000 | 10000 | 27460 | 90 | 999999 | 9999999 | 1043918000 | 0.21287 | 63702880 | 83540050 | 20.3831 | 0 | 14.8141 | 6.2187 | 18092250 | 16021510 | 10210000 | 14565010 | 25537800 | 39995520 | 0 | 1.965 | 7479353 | 90000.02 | 72000.02 | 0 | 7568.946 | 258985600 | 4316194
7000 | 12000 | 22054 | 20 | 999999 | 9999999 | 1043942000 | 0.21063 | 65871180 | 50875470 | 17.2281 | 0 | 21.106 | 4.6292 | 11513250 | 10195510 | 12252000 | 17478010 | 20510220 | 32121680 | 0 | 0.43667 | 1670306 | 20000 | 16000 | 0 | 6465.545 | 272115400 | 7780252
16077 | 5000 | 22054 | 20 | 999999 | 9999999 | 1043976000 | 0.21031 | 65357230 | 58657860 | 18.0726 | 0 | 18.9153 | 5.1198 | 26442650 | 23416170 | 5105000 | 7282506 | 20510220 | 32121680 | 0 | 0.43667 | 1714184 | 20000 | 16000 | 0 | 6793.114 | 269763300 | 8297596
14000 | 2000 | 27460 | 30 | 999999 | 9999999 | 1043980000 | 0.21077 | 65234840 | 60506300 | 18.2262 | 0 | 18.5392 | 5.2 | 23026500 | 20391020 | 2042000 | 2913002 | 25537800 | 39995520 | 0 | 0.65501 | 2535953 | 30000.01 | 24000 | 0 | 6835.687 | 268660700 | 7567932
3000 | 15936 | 22054 | 30 | 999999 | 9999999 | 1043989000 | 0.21117 | 65825230 | 51615130 | 17.2199 | 0 | 20.9492 | 4.6504 | 4934250 | 4369504 | 16270660 | 23210800 | 20510220 | 32121680 | 0 | 0.65501 | 2479030 | 30000.01 | 24000 | 0 | 6446.191 | 271458400 | 6953717
11000 | 3000 | 27460 | 15 | 999999 | 9999999 | 1044007000 | 0.21032 | 65824580 | 51643050 | 17.3843 | 0 | 20.8116 | 4.6956 | 18092250 | 16021510 | 3063000 | 4369504 | 25537800 | 39995520 | 0 | 0.3275 | 1264832 | 15000 | 12000 | 0 | 6534.31 | 272025900 | 8293083
13000 | 10000 | 22054 | 50 | 999999 | 9999999 | 1044015000 | 0.21156 | 64700160 | 68601970 | 18.9156 | 0 | 16.9649 | 5.5972 | 21381750 | 18934520 | 10210000 | 14565010 | 20510220 | 32121680 | 0 | 1.0917 | 4214545 | 50000.01 | 40000.01 | 0 | 7068.277 | 265420300 | 6365029
11000 | 7000 | 27460 | 60 | 999999 | 9999999 | 1044017000 | 0.21198 | 64569300 | 70577050 | 19.1016 | 0 | 16.6567 | 5.672 | 18092250 | 16021510 | 7147000 | 10195510 | 25537800 | 39995520 | 0 | 1.31 | 5001246 | 60000.01 | 48000.01 | 0 | 7123.413 | 264279500 | 5707202
2000 | 13000 | 27460 | 50 | 999999 | 9999999 | 1044018000 | 0.21197 | 65363810 | 58600300 | 17.8576 | 0 | 19.1307 | 5.0286 | 3289500 | 2913002 | 13273000 | 18934520 | 25537800 | 39995520 | 0 | 1.0917 | 4095343 | 50000.01 | 40000.01 | 0 | 6659.907 | 268359000 | 5726436
16077 | 15936 | 13405 | 45 | 999999 | 9999999 | 1044023000 | 0.21124 | 64606020 | 70029950 | 19.0524 | 0 | 16.6775 | 5.6896 | 26442650 | 23416170 | 16270660 | 23210800 | 12466650 | 19524400 | 0 | 0.98251 | 3843424 | 45000.01 | 36000.01 | 0 | 7130.014 | 265367500 | 6853031
9000 | 10000 | 22054 | 15 | 999999 | 9999999 | 1044035000 | 0.21039 | 65904040 | 50472970 | 17.2191 | 0 | 21.18 | 4.6196 | 14802750 | 13108510 | 10210000 | 14565010 | 20510220 | 32121680 | 0 | 0.3275 | 1259408 | 15000 | 12000 | 0 | 6470.242 | 272485800 | 8191720
9000 | 14000 | 22054 | 60 | 999999 | 9999999 | 1044041000 | 0.21205 | 64648510 | 69406970 | 18.9363 | 0 | 16.8657 | 5.6105 | 14802750 | 13108510 | 14294000 | 20391020 | 20510220 | 32121680 | 0 | 1.31 | 4971272 | 60000.01 | 48000.01 | 0 | 7059.626 | 264738300 | 5607251
16000 |  | 27460 | 25 | 999999 | 9999999 | 1044050000 | 0.21053 | 65266200 | 60103800 | 18.2161 | 0 | 18.5925 | 5.1934 | 26316000 | 23304020 |  |  | 25537800 | 39995520 | 0 | 0.54584 | 2131953 | 25000.01 | 20000 | 0 | 6840.305 | 269024800 | 7972493
9000 | 15936 | 22054 | 80 | 999999 | 9999999 | 1044056000 | 0.21269 | 64080620 | 77983620 | 19.7655 | 0 | 15.5397 | 5.9886 | 14802750 | 13108510 | 16270660 | 23210800 | 20510220 | 32121680 | 0 | 1.7467 | 6597339 | 80000.02 | 64000.01 | 0 | 7346.837 | 261250800 | 4635696
11000 | 15936 | 13405 |  | 999999 | 9999999 | 1044069000 | 0.20971 | 66147980 | 46829560 | 16.9023 | 0 | 22.3008 | 4.4168 | 18092250 | 16021510 | 16270660 | 23210800 | 12466650 | 19524400 | [5 empty] | 0 | 6372.018 | 274424700 | 9270172
14000 | 7000 | 22054 | 25 | 999999 | 9999999 | 1044074000 | 0.2106 | 65345440 | 58933720 | 18.0513 | 0 | 18.8698 | 5.1243 | 23026500 | 20391020 | 7147000 | 10195510 | 20510220 | 32121680 | 0 | 0.54584 | 2118577 | 25000.01 | 20000 | 0 | 6776.329 | 269483700 | 7870994
7000 | 12000 | 27460 | 80 | 999999 | 9999999 | 1044076000 | 0.21278 | 64233220 | 75703050 | 19.5498 | 0 | 15.8875 | 5.8761 | 11513250 | 10195510 | 12252000 | 17478010 | 25537800 | 39995520 | 0 | 1.7467 | 6535181 | 80000.02 | 64000.01 | 0 | 7263.832 | 261851100 | 4508898
3000 | 10000 | 27460 | 25 | 999999 | 9999999 | 1044084000 | 0.21102 | 66009470 | 48932050 | 16.9946 | 0 | 21.7808 | 4.4903 | 4934250 | 4369504 | 10210000 | 14565010 | 25537800 | 39995520 | 0 | 0.54584 | 2070566 | 25000.01 | 20000 | 0 | 6367.145 | 272424000 | 7226834
13000 | 1000 | 27460 | 10 | 999999 | 9999999 | 1044117000 | 0.21007 | 65858540 | 51240550 | 17.3749 | 0 | 20.8805 | 4.6868 | 21381750 | 18934520 | 1021000 | 1456501 | 25537800 | 39995520 | 0 | 0.21834 | 848831.8 | 10000 | 8000.001 | 0 | 6539.065 | 272400800 | 8709660
16077 | 5000 | 27460 | 80 | 999999 | 9999999 | 1044144000 | 0.21246 | 63721520 | 83485450 | 20.3926 | 0 | 14.7629 | 6.2546 | 26442650 | 23416170 | 5105000 | 7282506 | 25537800 | 39995520 | 0 | 1.7467 | 6815631 | 80000.02 | 64000.01 | 0 | 7588.696 | 259508300 | 5011929
11000 | 8000 | 22054 | 10 | 999999 | 9999999 | 1044145000 | 0.21014 | 65938000 | 50070470 | 17.21 | 0 | 21.2526 | 4.6103 | 18092250 | 16021510 | 8168000 | 11652010 | 20510220 | 32121680 | 0 | 0.21834 | 843407.8 | 10000 | 8000.001 | 0 | 6474.998 | 272860700 | 8608297
16000 | 5000 | 22054 | 20 | 999999 | 9999999 | 1044154000 | 0.21036 | 65377420 | 58531220 | 18.0413 | 0 | 18.9248 | 5.1174 | 26316000 | 23304020 | 5105000 | 7282506 | 20510220 | 32121680 | 0 | 0.43667 | 1711805 | 20000 | 16000 | 0 | 6780.979 | 269850300 | 8278330
5000 | 8000 | 27460 | 20 | 999999 | 9999999 | 1044158000 | 0.21077 | 66041100 | 48529550 | 16.9859 | 0 | 21.8647 | 4.4792 | 8223750 | 7282506 | 8168000 | 11652010 | 25537800 | 39995520 | 0 | 0.43667 | 1665410 | 20000 | 16000 | 0 | 6371.776 | 272789200 | 7632552
7000 | 13000 | 27460 | 90 | 999999 | 9999999 | 1044174000 | 0.21307 | 63953120 | 80024050 | 19.9767 | 0 | 15.2726 | 6.0603 | 11513250 | 10195510 | 13273000 | 18934520 | 25537800 | 39995520 | 0 | 1.965 | 7320440 | 90000.02 | 72000.02 | 0 | 7412.809 | 260122700 | 4085554
16077 | 12000 | 13405 |  | 999999 | 9999999 | 1044182000 | 0.20954 | 65868140 | 51161300 | 17.3649 | 0 | 20.8121 | 4.7126 | 26442650 | 23416170 | 12252000 | 17478010 | 12466650 | 19524400 | [5 empty] | 0 | 6552.243 | 273141200 | 9565481
16077 | 6000 | 27460 | 90 | 999999 | 9999999 | 1044196000 | 0.21276 | 63438360 | 87806450 | 20.8189 | 0 | 14.2539 | 6.4222 | 26442650 | 23416170 | 6126000 | 8739007 | 25537800 | 39995520 | 0 | 1.965 | 7678350 | 90000.02 | 72000.02 | 0 | 7736.788 | 257767200 | 4568072
16000 | 15936 | 13405 | 45 | 999999 | 9999999 | 1044199000 | 0.21129 | 64626050 | 69903300 | 19.0212 | 0 | 16.6818 | 5.6883 | 26316000 | 23304020 | 16270660 | 23210800 | 12466650 | 19524400 | 0 | 0.98251 | 3838213 | 45000.01 | 36000.01 | 0 | 7117.912 | 265453900 | 6833421
16077 | 4000 | 27460 | 70 | 999999 | 9999999 | 1044210000 | 0.21216 | 64012530 | 79164450 | 19.9656 | 0 | 15.3099 | 6.0824 | 26442650 | 23416170 | 4084000 | 5826005 | 25537800 | 39995520 | 0 | 1.5284 | 5948049 | 70000.02 | 56000.01 | 0 | 7440.66 | 261282100 | 5488919
11000 | 6000 | 27460 | 50 | 999999 | 9999999 | 1044216000 | 0.21169 | 64869140 | 66256050 | 18.6741 | 0 | 17.3949 | 5.4749 | 18092250 | 16021510 | 6126000 | 8739007 | 25537800 | 39995520 | 0 | 1.0917 | 4179059 | 50000.01 | 40000.01 | 0 | 6974.858 | 266090100 | 6216487
9000 | 13000 | 22054 | 50 | 999999 | 9999999 | 1044242000 | 0.21176 | 64948470 | 65085970 | 18.5087 | 0 | 17.6287 | 5.4105 | 14802750 | 13108510 | 13273000 | 18934520 | 20510220 | 32121680 | 0 | 1.0917 | 4157786 | 50000.01 | 40000.01 | 0 | 6910.972 | 266549400 | 6116153
7000 | 6000 | 27460 | 15 | 999999 | 9999999 | 1044249000 | 0.21052 | 66073850 | 48127050 | 16.9772 | 0 | 21.947 | 4.4685 | 11513250 | 10195510 | 6126000 | 8739007 | 25537800 | 39995520 | 0 | 0.3275 | 1255005 | 15000 | 12000 | 0 | 6376.468 | 273159000 | 8043527
13000 | 4000 | 27460 | 45 | 999999 | 9999999 | 1044252000 | 0.21145 | 64898190 | 65853550 | 18.6637 | 0 | 17.4431 | 5.4689 | 21381750 | 18934520 | 4084000 | 5826005 | 25537800 | 39995520 | 0 | 0.98251 | 3785806 | 45000.01 | 36000.01 | 0 | 6979.353 | 266444500 | 6610286
7000 | 10000 | 27460 | 60 | 999999 | 9999999 | 1044253000 | 0.21219 | 64818220 | 67061050 | 18.6941 | 0 | 17.2876 | 5.4899 | 11513250 | 10195510 | 10210000 | 14565010 | 25537800 | 39995520 | 0 | 1.31 | 4932400 | 60000.01 | 48000.01 | 0 | 6966.246 | 265411200 | 5462100
5000 | 13000 | 22054 | 15 | 999999 | 9999999 | 1044280000 | 0.2106 | 66153510 | 46956970 | 16.8117 | 0 | 22.3683 | 4.3895 | 8223750 | 7282506 | 13273000 | 18934520 | 20510220 | 32121680 | 0 | 0.3275 | 1253413 | 15000 | 12000 | 0 | 6312.357 | 273619700 | 7942589
| 14000 | 27460 | 45 | 999999 | 9999999 | 1044288000 | 0.21193 | 65641660 | 54681800 | 17.439 | 0 | 20.1103 | 4.8113 |  |  | 14294000 | 20391020 | 25537800 | 39995520 | 0 | 0.98251 | 3685120 | 45000.01 | 36000.01 | 0 | 6506.643 | 269844600 | 5869435
16077 | 3000 | 27460 | 60 | 999999 | 9999999 | 1044313000 | 0.21187 | 64305940 | 74843450 | 19.5388 | 0 | 15.9095 | 5.9022 | 26442650 | 23416170 | 3063000 | 4369504 | 25537800 | 39995520 | 0 | 1.31 | 5098868 | 60000.01 | 48000.01 | 0 | 7292.413 | 263066000 | 5974124
16000 | 5000 | 27460 | 80 | 999999 | 9999999 | 1044320000 | 0.21251 | 63741580 | 83358800 | 20.3615 | 0 | 14.7635 | 6.2542 | 26316000 | 23304020 | 5105000 | 7282506 | 25537800 | 39995520 | 0 | 1.7467 | 6803405 | 80000.02 | 64000.01 | 0 | 7576.673 | 259594800 | 4993081
2000 | 12000 | 27460 | 40 | 999999 | 9999999 | 1044324000 | 0.21169 | 65670740 | 54279300 | 17.4301 | 0 | 20.1822 | 4.8014 | 3289500 | 2913002 | 12252000 | 17478010 | 25537800 | 39995520 | 0 | 0.87334 | 3291752 | 40000.01 | 32000.01 | 0 | 6511.139 | 270199100 | 6263350
14000 | 12000 | 22054 | 80 | 999999 | 9999999 | 1044335000 | 0.21258 | 63820200 | 82188720 | 20.1972 | 0 | 14.9176 | 6.1997 | 23026500 | 20391020 | 12252000 | 17478010 | 20510220 | 32121680 | 0 | 1.7467 | 6741545 | 80000.02 | 64000.01 | 0 | 7513.251 | 260051100 | 4893859
16000 | 12000 | 13405 |  | 999999 | 9999999 | 1044357000 | 0.20959 | 65888130 | 51034650 | 17.3337 | 0 | 20.8279 | 4.7092 | 26316000 | 23304020 | 12252000 | 17478010 | 12466650 | 19524400 | [5 empty] | 0 | 6540.081 | 273227400 | 9545143
9000 | 4000 | 27460 | 10 | 999999 | 9999999 | 1044359000 | 0.21028 | 66107820 | 47724550 | 16.9684 | 0 | 22.0279 | 4.4582 | 14802750 | 13108510 | 4084000 | 5826005 | 25537800 | 39995520 | 0 | 0.21834 | 839005.3 | 10000 | 8000.001 | 0 | 6381.224 | 273534000 | 8460104
14000 | 1000 | 27460 | 20 | 999999 | 9999999 | 1044364000 | 0.21049 | 65546920 | 56185300 | 17.8002 | 0 | 19.4984 | 4.98 | 23026500 | 20391020 | 1021000 | 1456501 | 25537800 | 39995520 | 0 | 0.43667 | 1695001 | 20000 | 16000 | 0 | 6687.346 | 270522300 | 8130109
16077 | 7000 | 27460 | 100 | 999999 | 9999999 | 1044368000 | 0.21306 | 63163150 | 92127450 | 21.2445 | 0 | 13.7778 | 6.5857 | 26442650 | 23416170 | 7147000 | 10195510 | 25537800 | 39995520 | 0 | 2.1834 | 8530539 | 100000 | 80000.02 | 0 | 7885 | 256059200 | 4158422
3000 | 14000 | 27460 | 70 | 999999 | 9999999 | 1044372000 | 0.21269 | 64772680 | 67866050 | 18.7136 | 0 | 17.1733 | 5.507 | 4934250 | 4369504 | 14294000 | 20391020 | 25537800 | 39995520 | 0 | 1.5284 | 5660857 | 70000.02 | 56000.01 | 0 | 6957.919 | 264754600 | 4732632
16000 | 6000 | 27460 | 90 | 999999 | 9999999 | 1044373000 | 0.21281 | 63458510 | 87679800 | 20.7878 | 0 | 14.2537 | 6.422 | 26316000 | 23304020 | 6126000 | 8739007 | 25537800 | 39995520 | 0 | 1.965 | 7663306 | 90000.02 | 72000.02 | 0 | 7724.797 | 257854100 | 4549943
7000 | 14000 | 27460 | 100 | 999999 | 9999999 | 1044379000 | 0.21337 | 63680090 | 84345050 | 20.403 | 0 | 14.7048 | 6.239 | 11513250 | 10195510 | 14294000 | 20391020 | 25537800 | 39995520 | 0 | 2.1834 | 8102661 | 100000 | 80000.02 | 0 | 7561.821 | 258423800 | 3692021
16000 | 4000 | 27460 | 70 | 999999 | 9999999 | 1044386000 | 0.21221 | 64032570 | 79037800 | 19.9344 | 0 | 15.3115 | 6.0816 | 26316000 | 23304020 | 4084000 | 5826005 | 25537800 | 39995520 | 0 | 1.5284 | 5938095 | 70000.02 | 56000.01 | 0 | 7428.611 | 261368500 | 5469817
14000 | 13000 | 22054 | 90 | 999999 | 9999999 | 1044397000 | 0.21288 | 63537680 | 86509720 | 20.6237 | 0 | 14.3935 | 6.37 | 23026500 | 20391020 | 13273000 | 18934520 | 20510220 | 32121680 | 0 | 1.965 | 7585508 | 90000.02 | 72000.02 | 0 | 7661.558 | 258312700 | 4454581
16077 | 4000 | 22054 | 10 | 999999 | 9999999 | 1044418000 | 0.21003 | 65673170 | 54336860 | 17.6472 | 0 | 19.9211 | 4.8954 | 26442650 | 23416170 | 4084000 | 5826005 | 20510220 | 32121680 | 0 | 0.21834 | 859748.4 | 10000 | 8000.001 | 0 | 6644.927 | 271641000 | 8877184
2000 | 14000 | 22054 |  | 999999 | 9999999 | 1044420000 | 0.21014 | 66750700 | 38093720 | 15.9718 | 0 | 26.1774 | 3.7894 | 3289500 | 2913002 | 14294000 | 20391020 | 20510220 | 32121680 | [5 empty] | 0 | 6010.777 | 277016000 | 8697004
9000 | 7000 | 27460 | 45 | 999999 | 9999999 | 1044482000 | 0.21165 | 65146680 | 62337550 | 18.2565 | 0 | 18.1588 | 5.2765 | 14802750 | 13108510 | 7147000 | 10195510 | 25537800 | 39995520 | 0 | 0.98251 | 3741269 | 45000.01 | 36000.01 | 0 | 6821.908 | 267574400 | 6360944
14000 | 6000 | 22054 | 15 | 999999 | 9999999 | 1044487000 | 0.21032 | 65659420 | 54612720 | 17.6257 | 0 | 19.8732 | 4.9 | 23026500 | 20391020 | 6126000 | 8739007 | 20510220 | 32121680 | 0 | 0.3275 | 1274322 | 15000 | 12000 | 0 | 6628.026 | 271353200 | 8441383
16000 | 3000 | 27460 | 60 | 999999 | 9999999 | 1044489000 | 0.21192 | 64326020 | 74716800 | 19.5076 | 0 | 15.9121 | 5.9012 | 26316000 | 23304020 | 3063000 | 4369504 | 25537800 | 39995520 | 0 | 1.31 | 5091152 | 60000.01 | 48000.01 | 0 | 7280.339 | 263152500 | 5954931
14000 | 10000 | 22054 | 60 | 999999 | 9999999 | 1044506000 | 0.21199 | 64404790 | 73546720 | 19.3429 | 0 | 16.0993 | 5.8419 | 23026500 | 20391020 | 10210000 | 14565010 | 20510220 | 32121680 | 0 | 1.31 | 5052217 | 60000.01 | 48000.01 | 0 | 7216.655 | 263609500 | 5854041
7000 | 14000 | 22054 | 45 | 999999 | 9999999 | 1044509000 | 0.21172 | 65226070 | 61167470 | 18.0909 | 0 | 18.4202 | 5.2094 | 11513250 | 10195510 | 14294000 | 20391020 | 20510220 | 32121680 | 0 | 0.98251 | 3727200 | 45000.01 | 36000.01 | 0 | 6757.94 | 268034000 | 6260138
3000 | 13000 | 27460 | 60 | 999999 | 9999999 | 1044513000 | 0.2124 | 65068680 | 63545050 | 18.2854 | 0 | 17.9825 | 5.3016 | 4934250 | 4369504 | 13273000 | 18934520 | 25537800 | 39995520 | 0 | 1.31 | 4878752 | 60000.01 | 48000.01 | 0 | 6808.905 | 266549200 | 5221882
16077 | 2000 | 27460 | 50 | 999999 | 9999999 | 1044514000 | 0.21158 | 64605900 | 70522450 | 19.1117 | 0 | 16.5641 | 5.7153 | 26442650 | 23416170 | 2042000 | 2913002 | 25537800 | 39995520 | 0 | 1.0917 | 4247799 | 50000.01 | 40000.01 | 0 | 7144.188 | 264877100 | 6486788
13000 | 15936 | 13405 | 20 | 999999 | 9999999 | 1044525000 | 0.21054 | 65522200 | 56719060 | 17.7519 | 0 | 19.3378 | 5.0177 | 21381750 | 18934520 | 16270660 | 23210800 | 12466650 | 19524400 | 0 | 0.43667 | 1692030 | 20000 | 16000 | 0 | 6668.583 | 270657100 | 8100498
11000 | 5000 | 27460 | 40 | 999999 | 9999999 | 1044530000 | 0.21141 | 65176600 | 61935050 | 18.2465 | 0 | 18.2117 | 5.2698 | 18092250 | 16021510 | 5105000 | 7282506 | 25537800 | 39995520 | 0 | 0.87334 | 3343954 | 40000.01 | 32000.01 | 0 | 6826.45 | 267932500 | 6758810
16077 | 14000 | 13405 | 25 | 999999 | 9999999 | 1044532000 | 0.21062 | 65208690 | 61453300 | 18.225 | 0 | 18.2255 | 5.2875 | 26442650 | 23416170 | 14294000 | 20391020 | 12466650 | 19524400 | 0 | 0.54584 | 2132731 | 25000.01 | 20000 | 0 | 6843.771 | 268999900 | 7977998
16000 | 7000 | 27460 | 100 | 999999 | 9999999 | 1044545000 | 0.21311 | 63183310 | 92000800 | 21.2134 | 0 | 13.7769 | 6.5858 | 26316000 | 23304020 | 7147000 | 10195510 | 25537800 | 39995520 | 0 | 2.1834 | 8513398 | 100000 | 80000.02 | 0 | 7873.034 | 256146100 | 4140546
9000 | 12000 | 22054 | 40 | 999999 | 9999999 | 1044556000 | 0.21148 | 65255900 | 60764970 | 18.0811 | 0 | 18.4755 | 5.2022 | 14802750 | 13108510 | 12252000 | 17478010 | 20510220 | 32121680 | 0 | 0.87334 | 3330305 | 40000.01 | 32000.01 | 0 | 6762.477 | 268391600 | 6657584
16077 | 7000 | 22054 | 45 | 999999 | 9999999 | 1044571000 | 0.2114 | 64714000 | 68949860 | 18.9361 | 0 | 16.8151 | 5.6485 | 26442650 | 23416170 | 7147000 | 10195510 | 20510220 | 32121680 | 0 | 0.98251 | 3824543 | 45000.01 | 36000.01 | 0 | 7084.897 | 265689600 | 6779953
14000 | 14000 | 22054 | 100 | 999999 | 9999999 | 1044573000 | 0.21318 | 63262760 | 90830720 | 21.0494 | 0 | 13.9045 | 6.5359 | 23026500 | 20391020 | 14294000 | 20391020 | 20510220 | 32121680 | 0 | 2.1834 | 8424053 | 100000 | 80000.02 | 0 | 7809.926 | 256606000 | 4047542
16000 | 4000 | 22054 | 10 | 999999 | 9999999 | 1044597000 | 0.21007 | 65693390 | 54210220 | 17.616 | 0 | 19.9335 | 4.8925 | 26316000 | 23304020 | 4084000 | 5826005 | 20510220 | 32121680 | 0 | 0.21834 | 858322.2 | 10000 | 8000.001 | 0 | 6632.781 | 271728200 | 8857960
13000 |  | 27460 |  | 999999 | 9999999 | 1044601000 | 0.20979 | 66177260 | 46919550 | 16.9506 | 0 | 22.1891 | 4.4377 | 21381750 | 18934520 |  |  | 25537800 | 39995520 | [5 empty] | 0 | 6390.814 | 274290100 | 9300274
13000 | 3000 | 27460 | 35 | 999999 | 9999999 | 1044601000 | 0.21116 | 65207980 | 61532550 | 18.2364 | 0 | 18.2626 | 5.2636 | 21381750 | 18934520 | 3063000 | 4369504 | 25537800 | 39995520 | 0 | 0.76418 | 2939953 | 35000.01 | 28000.01 | 0 | 6831.068 | 268296600 | 7163371
5000 | 7000 | 27460 | 10 | 999999 | 9999999 | 1044607000 | 0.21049 | 66357500 | 44208550 | 16.561 | 0 | 23.3483 | 4.2198 | 8223750 | 7282506 | 7147000 | 10195510 | 25537800 | 39995520 | 0 | 0.21834 | 835083 | 10000 | 8000.001 | 0 | 6223.314 | 274668800 | 8211648
11000 | 10000 | 22054 | 35 | 999999 | 9999999 | 1044625000 | 0.21123 | 65287220 | 60362470 | 18.0711 | 0 | 18.5286 | 5.1956 | 18092250 | 16021510 | 10210000 | 14565010 | 20510220 | 32121680 | 0 | 0.76418 | 2926577 | 35000.01 | 28000.01 | 0 | 6767.092 | 268755500 | 7061873
11000 | 7000 | 22054 |  | 999999 | 9999999 | 1044626000 | 0.20986 | 66256580 | 45749470 | 16.7858 | 0 | 22.6254 | 4.3568 | 18092250 | 16021510 | 7147000 | 10195510 | 20510220 | 32121680 | [5 empty] | 0 | 6326.685 | 274749300 | 9197741
| 13000 | 27460 | 35 | 999999 | 9999999 | 1044634000 | 0.21165 | 65951240 | 50360800 | 17.0118 | 0 | 21.3084 | 4.5723 |  |  | 13273000 | 18934520 | 25537800 | 39995520 | 0 | 0.76418 | 2878566 | 35000.01 | 28000.01 | 0 | 6357.909 | 271695800 | 6417713
3000 | 14000 | 22054 | 10 | 999999 | 9999999 | 1044638000 | 0.21056 | 66437190 | 43038470 | 16.3954 | 0 | 23.8418 | 4.1368 | 4934250 | 4369504 | 14294000 | 20391020 | 20510220 | 32121680 | 0 | 0.21834 | 833821.3 | 10000 | 8000.001 | 0 | 6159.2 | 275129600 | 8110818
3000 | 15936 | 27460 | 90 | 999999 | 9999999 | 1044638000 | 0.21333 | 64221450 | 76442700 | 19.5429 | 0 | 15.7612 | 5.8993 | 4934250 | 4369504 | 16270660 | 23210800 | 25537800 | 39995520 | 0 | 1.965 | 7179715 | 90000.02 | 72000.02 | 0 | 7246.355 | 261336500 | 3841206
| 10000 | 27460 |  | 999999 | 9999999 | 1044640000 | 0.21028 | 66920880 | 35747800 | 15.7295 | 0 | 27.5044 | 3.6121 |  |  | 10210000 | 14565010 | 25537800 | 39995520 | [5 empty] | 0 | 5916.953 | 277690800 | 8549895
5000 | 15936 | 22054 | 50 | 999999 | 9999999 | 1044682000 | 0.21202 | 65215210 | 61504620 | 18.0744 | 0 | 18.3545 | 5.2192 | 8223750 | 7282506 | 16270660 | 23210800 | 20510220 | 32121680 | 0 | 1.0917 | 4113388 | 50000.01 | 40000.01 | 0 | 6743.416 | 267756500 | 5855495
16000 | 2000 | 27460 | 50 | 999999 | 9999999 | 1044690000 | 0.21163 | 64625960 | 70395800 | 19.0804 | 0 | 16.5681 | 5.714 | 26316000 | 23304020 | 2042000 | 2913002 | 25537800 | 39995520 | 0 | 1.0917 | 4242205 | 50000.01 | 40000.01 | 0 | 7132.09 | 264963600 | 6467297
13000 | 8000 | 22054 | 30 | 999999 | 9999999 | 1044696000 | 0.21098 | 65318580 | 59959970 | 18.0612 | 0 | 18.582 | 5.189 | 21381750 | 18934520 | 8168000 | 11652010 | 20510220 | 32121680 | 0 | 0.65501 | 2522577 | 30000.01 | 24000 | 0 | 6771.71 | 269119600 | 7466434
3000 | 12000 | 27460 | 50 | 999999 | 9999999 | 1044710000 | 0.21211 | 65368320 | 59224050 | 17.8576 | 0 | 18.8911 | 5.0858 | 4934250 | 4369504 | 12252000 | 17478010 | 25537800 | 39995520 | 0 | 1.0917 | 4095343 | 50000.01 | 40000.01 | 0 | 6659.907 | 268359000 | 5726436
16000 | 14000 | 13405 | 25 | 999999 | 9999999 | 1044710000 | 0.21067 | 65228860 | 61326650 | 18.1938 | 0 | 18.2332 | 5.2854 | 26316000 | 23304020 | 14294000 | 20391020 | 12466650 | 19524400 | 0 | 0.54584 | 2130040 | 25000.01 | 20000 | 0 | 6831.64 | 269086900 | 7958730
5000 | 10000 | 27460 | 45 | 999999 | 9999999 | 1044725000 | 0.21186 | 65396030 | 58821550 | 17.8483 | 0 | 18.9543 | 5.0769 | 8223750 | 7282506 | 10210000 | 14565010 | 25537800 | 39995520 | 0 | 0.98251 | 3708284 | 45000.01 | 36000.01 | 0 | 6664.332 | 268707800 | 6114031
16000 | 7000 | 22054 | 45 | 999999 | 9999999 | 1044747000 | 0.21145 | 64734060 | 68823220 | 18.9049 | 0 | 16.8197 | 5.647 | 26316000 | 23304020 | 7147000 | 10195510 | 20510220 | 32121680 | 0 | 0.98251 | 3819731 | 45000.01 | 36000.01 | 0 | 7072.79 | 265776100 | 6760391
7000 | 8000 | 27460 | 40 | 999999 | 9999999 | 1044768000 | 0.21162 | 65425600 | 58419050 | 17.8388 | 0 | 19.0147 | 5.0688 | 11513250 | 10195510 | 8168000 | 11652010 | 25537800 | 39995520 | 0 | 0.87334 | 3312598 | 40000.01 | 32000.01 | 0 | 6668.855 | 269064400 | 6510267
14000 |  | 27460 | 10 | 999999 | 9999999 | 1044809000 | 0.21021 | 65863050 | 51864300 | 17.3749 | 0 | 20.5932 | 4.7474 | 23026500 | 20391020 |  |  | 25537800 | 39995520 | 0 | 0.21834 | 848831.8 | 10000 | 8000.001 | 0 | 6539.065 | 272400800 | 8709660
16077 | 1000 | 27460 | 40 | 999999 | 9999999 | 1044821000 | 0.21129 | 64912880 | 66201440 | 18.6844 | 0 | 17.2832 | 5.521 | 26442650 | 23416170 | 1021000 | 1456501 | 25537800 | 39995520 | 0 | 0.87334 | 3390739 | 40000.01 | 32000.01 | 0 | 6996.032 | 266717400 | 7029292
14000 | 15936 | 13405 | 30 | 999999 | 9999999 | 1044831000 | 0.21097 | 65214560 | 61663810 | 18.1779 | 0 | 18.1747 | 5.2935 | 23026500 | 20391020 | 16270660 | 23210800 | 12466650 | 19524400 | 0 | 0.65501 | 2531863 | 30000.01 | 24000 | 0 | 6816.937 | 268795100 | 7538154
9000 | 6000 | 27460 | 35 | 999999 | 9999999 | 1044836000 | 0.21137 | 65456800 | 58016550 | 17.8291 | 0 | 19.0727 | 5.0614 | 14802750 | 13108510 | 6126000 | 8739007 | 25537800 | 39995520 | 0 | 0.76418 | 2909403 | 35000.01 | 28000.01 | 0 | 6673.464 | 269427800 | 6914021
9000 | 3000 | 27460 |  | 999999 | 9999999 | 1044836000 | 0.21 | 66426100 | 43403550 | 16.5444 | 0 | 23.5426 | 4.1955 | 14802750 | 13108510 | 3063000 | 4369504 | 25537800 | 39995520 | [5 empty] | 0 | 6232.861 | 275421400 | 9047889
7000 | 10000 | 22054 |  | 999999 | 9999999 | 1044863000 | 0.21007 | 66505520 | 42233470 | 16.3792 | 0 | 24.0491 | 4.1111 | 11513250 | 10195510 | 10210000 | 14565010 | 20510220 | 32121680 | [5 empty] | 0 | 6168.731 | 275881100 | 8945797
7000 | 13000 | 22054 | 35 | 999999 | 9999999 | 1044865000 | 0.21144 | 65536320 | 56846470 | 17.6635 | 0 | 19.3697 | 4.9908 | 11513250 | 10195510 | 13273000 | 18934520 | 20510220 | 32121680 | 0 | 0.76418 | 2900199 | 35000.01 | 28000.01 | 0 | 6609.44 | 269887900 | 6813249
11000 | 4000 | 27460 | 30 | 999999 | 9999999 | 1044907000 | 0.21112 | 65488170 | 57614050 | 17.8195 | 0 | 19.1309 | 5.0539 | 18092250 | 16021510 | 4084000 | 5826005 | 25537800 | 39995520 | 0 | 0.65501 | 2505403 | 30000.01 | 24000 | 0 | 6678.082 | 269791900 | 7318582
16077 | 6000 | 22054 | 35 | 999999 | 9999999 | 1044911000 | 0.21111 | 65023150 | 64628860 | 18.509 | 0 | 17.5609 | 5.451 | 26442650 | 23416170 | 6126000 | 8739007 | 20510220 | 32121680 | 0 | 0.76418 | 2966753 | 35000.01 | 28000.01 | 0 | 6936.749 | 267539000 | 7331576
16077 | 3000 | 22054 |  | 999999 | 9999999 | 1044917000 | 0.20975 | 65992890 | 50015860 | 17.2228 | 0 | 21.0754 | 4.6576 | 26442650 | 23416170 | 3063000 | 4369504 | 20510220 | 32121680 | [5 empty] | 0 | 6496.802 | 273534400 | 9473028
16077 | 13000 | 13405 | 15 | 999999 | 9999999 | 1044943000 | 0.21034 | 65522510 | 57132300 | 17.7994 | 0 | 19.1436 | 5.0707 | 26442650 | 23416170 | 13273000 | 18934520 | 12466650 | 19524400 | 0 | 0.3275 | 1283478 | 15000 | 12000 | 0 | 6695.525 | 270868800 | 8548238
14000 | 3000 | 27460 | 45 | 999999 | 9999999 | 1044943000 | 0.21159 | 64902700 | 66477300 | 18.6637 | 0 | 17.2434 | 5.5245 | 23026500 | 20391020 | 3063000 | 4369504 | 25537800 | 39995520 | 0 | 0.98251 | 3785806 | 45000.01 | 36000.01 | 0 | 6979.353 | 266444500 | 6610286
13000 | 2000 | 27460 | 25 | 999999 | 9999999 | 1044977000 | 0.21088 | 65519540 | 57211550 | 17.8099 | 0 | 19.1896 | 5.0464 | 21381750 | 18934520 | 2042000 | 2913002 | 25537800 | 39995520 | 0 | 0.54584 | 2101403 | 25000.01 | 20000 | 0 | 6682.7 | 270156100 | 7723143
16000 | 1000 | 27460 | 40 | 999999 | 9999999 | 1044998000 | 0.21134 | 64932990 | 66074800 | 18.6531 | 0 | 17.2887 | 5.5194 | 26316000 | 23304020 | 1021000 | 1456501 | 25537800 | 39995520 | 0 | 0.87334 | 3386786 | 40000.01 | 32000.01 | 0 | 6983.915 | 266804100 | 7009859
2000 | 15936 | 22054 | 25 | 999999 | 9999999 | 1045001000 | 0.21128 | 66110930 | 48320380 | 16.8024 | 0 | 21.8632 | 4.4743 | 3289500 | 2913002 | 16270660 | 23210800 | 20510220 | 32121680 | 0 | 0.54584 | 2068040 | 25000.01 | 20000 | 0 | 6292.936 | 272957900 | 7110686
14000 | 8000 | 22054 | 40 | 999999 | 9999999 | 1045017000 | 0.21141 | 65011920 | 64904720 | 18.4882 | 0 | 17.5213 | 5.4544 | 23026500 | 20391020 | 8168000 | 11652010 | 20510220 | 32121680 | 0 | 0.87334 | 3367380 | 40000.01 | 32000.01 | 0 | 6920.007 | 267261800 | 6907656
| 12000 | 27460 | 25 | 999999 | 9999999 | 1045028000 | 0.21137 | 66263980 | 46039800 | 16.5856 | 0 | 22.7042 | 4.3188 |  |  | 12252000 | 17478010 | 25537800 | 39995520 | 0 | 0.54584 | 2065191 | 25000.01 | 20000 | 0 | 6209.252 | 273560100 | 6979833
5000 | 6000 | 27460 |  | 999999 | 9999999 | 1045079000 | 0.21021 | 66675430 | 39887550 | 16.1373 | 0 | 25.123 | 3.9425 | 8223750 | 7282506 | 6126000 | 8739007 | 25537800 | 39995520 | [5 empty] | 0 | 6074.907 | 276554800 | 8797591
13000 | 7000 | 22054 | 20 | 999999 | 9999999 | 1045083000 | 0.2107 | 65630890 | 55638970 | 17.6352 | 0 | 19.5531 | 4.9671 | 21381750 | 18934520 | 7147000 | 10195510 | 20510220 | 32121680 | 0 | 0.43667 | 1686051 | 20000 | 16000 | 0 | 6623.319 | 270982200 | 8029083
16000 | 6000 | 22054 | 35 | 999999 | 9999999 | 1045088000 | 0.21116 | 65043290 | 64502220 | 18.4777 | 0 | 17.567 | 5.4492 | 26316000 | 23304020 | 6126000 | 8739007 | 20510220 | 32121680 | 0 | 0.76418 | 2963380 | 35000.01 | 28000.01 | 0 | 6924.625 | 267625900 | 7312217
16000 | 3000 | 22054 |  | 999999 | 9999999 | 1045093000 | 0.2098 | 66012920 | 49889220 | 17.1916 | 0 | 21.0921 | 4.6542 | 26316000 | 23304020 | 3063000 | 4369504 | 20510220 | 32121680 | [5 empty] | 0 | 6484.639 | 273620800 | 9452876
2000 | 10000 | 27460 | 20 | 999999 | 9999999 | 1045100000 | 0.21112 | 66295460 | 45637300 | 16.5775 | 0 | 22.7996 | 4.3064 | 3289500 | 2913002 | 10210000 | 14565010 | 25537800 | 39995520 | 0 | 0.43667 | 1660658 | 20000 | 16000 | 0 | 6213.877 | 273924700 | 7384927
3000 | 13000 | 22054 |  | 999999 | 9999999 | 1045112000 | 0.21028 | 66755210 | 38717470 | 15.9718 | 0 | 25.7186 | 3.8546 | 4934250 | 4369504 | 13273000 | 18934520 | 20510220 | 32121680 | [5 empty] | 0 | 6010.777 | 277016000 | 8697004
16000 | 13000 | 13405 | 15 | 999999 | 9999999 | 1045121000 | 0.21039 | 65542720 | 57005650 | 17.7681 | 0 | 19.1538 | 5.0682 | 26316000 | 23304020 | 13273000 | 18934520 | 12466650 | 19524400 | 0 | 0.3275 | 1281596 | 15000 | 12000 | 0 | 6683.384 | 270955900 | 8529014
7000 | 7000 | 27460 | 30 | 999999 | 9999999 | 1045150000 | 0.21133 | 65737540 | 54098050 | 17.4118 | 0 | 20.0478 | 4.8424 | 11513250 | 10195510 | 7147000 | 10195510 | 25537800 | 39995520 | 0 | 0.65501 | 2485846 | 30000.01 | 24000 | 0 | 6520.352 | 270925500 | 7070375
5000 | 14000 | 22054 | 30 | 999999 | 9999999 | 1045180000 | 0.2114 | 65817130 | 52927970 | 17.246 | 0 | 20.3855 | 4.7686 | 8223750 | 7282506 | 14294000 | 20391020 | 20510220 | 32121680 | 0 | 0.65501 | 2479832 | 30000.01 | 24000 | 0 | 6456.291 | 271385900 | 6969602
16077 |  | 27460 | 30 | 999999 | 9999999 | 1045186000 | 0.21101 | 65223680 | 61880440 | 18.2575 | 0 | 18.0853 | 5.3168 | 26442650 | 23416170 |  |  | 25537800 | 39995520 | 0 | 0.65501 | 2538693 | 30000.01 | 24000 | 0 | 6847.818 | 268573700 | 7587200
9000 | 5000 | 27460 | 25 | 999999 | 9999999 | 1045220000 | 0.21109 | 65768910 | 53695550 | 17.4027 | 0 | 20.1151 | 4.8335 | 14802750 | 13108510 | 5105000 | 7282506 | 25537800 | 39995520 | 0 | 0.54584 | 2081846 | 25000.01 | 20000 | 0 | 6524.97 | 271289600 | 7474935
13000 | 7000 | 27460 | 80 | 999999 | 9999999 | 1045226000 | 0.21285 | 63993500 | 80466550 | 19.9564 | 0 | 15.0707 | 6.1453 | 21381750 | 18934520 | 7147000 | 10195510 | 25537800 | 39995520 | 0 | 1.7467 | 6657515 | 80000.02 | 64000.01 | 0 | 7420.387 | 260720200 | 4749399
11000 | 14000 | 22054 | 80 | 999999 | 9999999 | 1045248000 | 0.21292 | 64072570 | 79296470 | 19.7915 | 0 | 15.2339 | 6.0894 | 18092250 | 16021510 | 14294000 | 20391020 | 20510220 | 32121680 | 0 | 1.7467 | 6605350 | 80000.02 | 64000.01 | 0 | 7356.854 | 261178400 | 4651082
7000 | 12000 | 22054 | 25 | 999999 | 9999999 | 1045250000 | 0.21116 | 65848500 | 52525470 | 17.2371 | 0 | 20.4561 | 4.7592 | 11513250 | 10195510 | 12252000 | 17478010 | 20510220 | 32121680 | 0 | 0.54584 | 2075832 | 25000.01 | 20000 | 0 | 6460.91 | 271750000 | 7374163
13000 | 14000 | 13405 |  | 999999 | 9999999 | 1045261000 | 0.20994 | 66139940 | 48142400 | 16.9283 | 0 | 21.6559 | 4.5405 | 21381750 | 18934520 | 14294000 | 20391020 | 12466650 | 19524400 | [5 empty] | 0 | 6382.127 | 274352300 | 9286361
16077 | 5000 | 22054 | 25 | 999999 | 9999999 | 1045280000 | 0.21083 | 65334270 | 60307860 | 18.0826 | 0 | 18.3985 | 5.2424 | 26442650 | 23416170 | 5105000 | 7282506 | 20510220 | 32121680 | 0 | 0.54584 | 2121004 | 25000.01 | 20000 | 0 | 6788.463 | 269396600 | 7890212
13000 | 6000 | 27460 | 70 | 999999 | 9999999 | 1045288000 | 0.21256 | 64284260 | 76145550 | 19.5289 | 0 | 15.6547 | 5.9666 | 21381750 | 18934520 | 6126000 | 8739007 | 25537800 | 39995520 | 0 | 1.5284 | 5822997 | 70000.02 | 56000.01 | 0 | 7271.973 | 262492900 | 5222070
14000 | 2000 | 27460 | 35 | 999999 | 9999999 | 1045293000 | 0.2113 | 65212490 | 62156300 | 18.2364 | 0 | 18.0429 | 5.3207 | 23026500 | 20391020 | 2042000 | 2913002 | 25537800 | 39995520 | 0 | 0.76418 | 2939953 | 35000.01 | 28000.01 | 0 | 6831.068 | 268296600 | 7163371
11000 | 3000 | 27460 | 20 | 999999 | 9999999 | 1045297000 | 0.21084 | 65800660 | 53293050 | 17.3935 | 0 | 20.1823 | 4.8246 | 18092250 | 16021510 | 3063000 | 4369504 | 25537800 | 39995520 | 0 | 0.43667 | 1676067 | 20000 | 16000 | 0 | 6529.609 | 271655300 | 7881277
13000 | 8000 | 27460 | 90 | 999999 | 9999999 | 1045301000 | 0.21315 | 63711910 | 84787550 | 20.3831 | 0 | 14.528 | 6.3194 | 21381750 | 18934520 | 8168000 | 11652010 | 25537800 | 39995520 | 0 | 1.965 | 7479353 | 90000.02 | 72000.02 | 0 | 7568.946 | 258985600 | 4316194
3000 | 15936 | 22054 | 35 | 999999 | 9999999 | 1045302000 | 0.2117 | 65802880 | 53265130 | 17.2288 | 0 | 20.3093 | 4.7792 | 4934250 | 4369504 | 16270660 | 23210800 | 20510220 | 32121680 | 0 | 0.76418 | 2883030 | 35000.01 | 28000.01 | 0 | 6441.573 | 271094300 | 6549156
11000 | 13000 | 22054 | 70 | 999999 | 9999999 | 1045309000 | 0.21263 | 64363240 | 74975470 | 19.3639 | 0 | 15.835 | 5.9082 | 18092250 | 16021510 | 13273000 | 18934520 | 20510220 | 32121680 | 0 | 1.5284 | 5783103 | 70000.02 | 56000.01 | 0 | 7208.3 | 262950800 | 5122141
9000 | 10000 | 22054 | 20 | 999999 | 9999999 | 1045326000 | 0.21091 | 65880200 | 52122970 | 17.2281 | 0 | 20.5268 | 4.7499 | 14802750 | 13108510 | 10210000 | 14565010 | 20510220 | 32121680 | 0 | 0.43667 | 1670306 | 20000 | 16000 | 0 | 6465.545 | 272115400 | 7780252
16000 |  | 27460 | 30 | 999999 | 9999999 | 1045363000 | 0.21105 | 65243860 | 61753800 | 18.2262 | 0 | 18.0927 | 5.3148 | 26316000 | 23304020 |  |  | 25537800 | 39995520 | 0 | 0.65501 | 2535953 | 30000.01 | 24000 | 0 | 6835.687 | 268660700 | 7567932
16077 | 15936 | 13405 | 50 | 999999 | 9999999 | 1045363000 | 0.21177 | 64585450 | 71679950 | 19.0634 | 0 | 16.2759 | 5.8028 | 26442650 | 23416170 | 16270660 | 23210800 | 12466650 | 19524400 | 0 | 1.0917 | 4239195 | 50000.01 | 40000.01 | 0 | 7125.49 | 265010800 | 6456711
14000 | 7000 | 22054 | 30 | 999999 | 9999999 | 1045388000 | 0.21112 | 65323100 | 60583720 | 18.0612 | 0 | 18.3543 | 5.2467 | 23026500 | 20391020 | 7147000 | 10195510 | 20510220 | 32121680 | 0 | 0.65501 | 2522577 | 30000.01 | 24000 | 0 | 6771.71 | 269119600 | 7466434
13000 | 1000 | 27460 | 15 | 999999 | 9999999 | 1045391000 | 0.2106 | 65833600 | 52890550 | 17.3843 | 0 | 20.2479 | 4.8162 | 21381750 | 18934520 | 1021000 | 1456501 | 25537800 | 39995520 | 0 | 0.3275 | 1264832 | 15000 | 12000 | 0 | 6534.31 | 272025900 | 8293083
3000 | 10000 | 27460 | 30 | 999999 | 9999999 | 1045397000 | 0.21154 | 65987120 | 50582050 | 17.0032 | 0 | 21.0857 | 4.6221 | 4934250 | 4369504 | 10210000 | 14565010 | 25537800 | 39995520 | 0 | 0.65501 | 2474566 | 30000.01 | 24000 | 0 | 6362.527 | 272059900 | 6822273
13000 | 5000 | 27460 | 60 | 999999 | 9999999 | 1045400000 | 0.21226 | 64578320 | 71824550 | 19.1016 | 0 | 16.296 | 5.78 | 21381750 | 18934520 | 5105000 | 7282506 | 25537800 | 39995520 | 0 | 1.31 | 5001246 | 60000.01 | 48000.01 | 0 | 7123.413 | 264279500 | 5707202
11000 | 8000 | 22054 | 15 | 999999 | 9999999 | 1045419000 | 0.21067 | 65913060 | 51720470 | 17.2191 | 0 | 20.5959 | 4.7409 | 18092250 | 16021510 | 8168000 | 11652010 | 20510220 | 32121680 | 0 | 0.3275 | 1259408 | 15000 | 12000 | 0 | 6470.242 | 272485800 | 8191720
11000 | 12000 | 22054 | 60 | 999999 | 9999999 | 1045424000 | 0.21233 | 64657530 | 70654470 | 18.9363 | 0 | 16.496 | 5.719 | 18092250 | 16021510 | 12252000 | 17478010 | 20510220 | 32121680 | 0 | 1.31 | 4971272 | 60000.01 | 48000.01 | 0 | 7059.626 | 264738300 | 5607251
16000 | 5000 | 22054 | 25 | 999999 | 9999999 | 1045458000 | 0.21088 | 65354470 | 60181220 | 18.0513 | 0 | 18.4067 | 5.2403 | 26316000 | 23304020 | 5105000 | 7282506 | 20510220 | 32121680 | 0 | 0.54584 | 2118577 | 25000.01 | 20000 | 0 | 6776.329 | 269483700 | 7870994
9000 | 10000 | 27460 | 80 | 999999 | 9999999 | 1045460000 | 0.21306 | 64242240 | 76950550 | 19.5498 | 0 | 15.5589 | 5.9807 | 14802750 | 13108510 | 10210000 | 14565010 | 25537800 | 39995520 | 0 | 1.7467 | 6535181 | 80000.02 | 64000.01 | 0 | 7263.832 | 261851100 | 4508898
5000 | 8000 | 27460 | 25 | 999999 | 9999999 | 1045467000 | 0.21129 | 66018500 | 50179550 | 16.9946 | 0 | 21.1635 | 4.6118 | 8223750 | 7282506 | 8168000 | 11652010 | 25537800 | 39995520 | 0 | 0.54584 | 2070566 | 25000.01 | 20000 | 0 | 6367.145 | 272424000 | 7226834
14000 | 14000 | 13405 | 10 | 999999 | 9999999 | 1045469000 | 0.21035 | 65825750 | 53087150 | 17.3526 | 0 | 20.1403 | 4.8461 | 23026500 | 20391020 | 14294000 | 20391020 | 12466650 | 19524400 | 0 | 0.21834 | 848037.2 | 10000 | 8000.001 | 0 | 6530.387 | 272463100 | 8695929
| 15936 | 27460 | 70 | 999999 | 9999999 | 1045524000 | 0.21309 | 65045290 | 64908460 | 18.2776 | 0 | 17.6377 | 5.3782 |  |  | 16270660 | 23210800 | 25537800 | 39995520 | 0 | 1.5284 | 5602339 | 70000.02 | 56000.01 | 0 | 6790.525 | 265967400 | 4479052
13000 | 6000 | 22054 | 10 | 999999 | 9999999 | 1045528000 | 0.21042 | 65947030 | 51317970 | 17.21 | 0 | 20.6635 | 4.7324 | 21381750 | 18934520 | 6126000 | 8739007 | 20510220 | 32121680 | 0 | 0.21834 | 843407.8 | 10000 | 8000.001 | 0 | 6474.998 | 272860700 | 8608297
16000 | 15936 | 13405 | 50 | 999999 | 9999999 | 1045539000 | 0.21182 | 64605520 | 71553300 | 19.0322 | 0 | 16.2793 | 5.8016 | 26316000 | 23304020 | 16270660 | 23210800 | 12466650 | 19524400 | 0 | 1.0917 | 4233782 | 50000.01 | 40000.01 | 0 | 7113.39 | 265097400 | 6437304
7000 | 6000 | 27460 | 20 | 999999 | 9999999 | 1045541000 | 0.21105 | 66050120 | 49777050 | 16.9859 | 0 | 21.2417 | 4.6014 | 11513250 | 10195510 | 6126000 | 8739007 | 25537800 | 39995520 | 0 | 0.43667 | 1665410 | 20000 | 16000 | 0 | 6371.776 | 272789200 | 7632552
16077 | 10000 | 22054 | 80 | 999999 | 9999999 | 1045543000 | 0.21281 | 63809140 | 83562860 | 20.2284 | 0 | 14.626 | 6.302 | 26442650 | 23416170 | 10210000 | 14565010 | 20510220 | 32121680 | 0 | 1.7467 | 6752930 | 80000.02 | 64000.01 | 0 | 7525.284 | 259964600 | 4912677
5000 | 13000 | 22054 | 20 | 999999 | 9999999 | 1045573000 | 0.21112 | 66129850 | 48606970 | 16.8202 | 0 | 21.6338 | 4.5236 | 8223750 | 7282506 | 13273000 | 18934520 | 20510220 | 32121680 | 0 | 0.43667 | 1663481 | 20000 | 16000 | 0 | 6307.669 | 273250100 | 7531952
13000 | 4000 | 27460 | 50 | 999999 | 9999999 | 1045600000 | 0.21197 | 64878160 | 67503550 | 18.6741 | 0 | 17.0011 | 5.5856 | 21381750 | 18934520 | 4084000 | 5826005 | 25537800 | 39995520 | 0 | 1.0917 | 4179059 | 50000.01 | 40000.01 | 0 | 6974.858 | 266090100 | 6216487
9000 | 4000 | 27460 | 15 | 999999 | 9999999 | 1045633000 | 0.2108 | 66082870 | 49374550 | 16.9772 | 0 | 21.3184 | 4.5914 | 14802750 | 13108510 | 4084000 | 5826005 | 25537800 | 39995520 | 0 | 0.3275 | 1255005 | 15000 | 12000 | 0 | 6376.468 | 273159000 | 8043527
9000 | 8000 | 27460 | 60 | 999999 | 9999999 | 1045637000 | 0.21247 | 64827240 | 68308550 | 18.6941 | 0 | 16.8988 | 5.5996 | 14802750 | 13108510 | 8168000 | 11652010 | 25537800 | 39995520 | 0 | 1.31 | 4932400 | 60000.01 | 48000.01 | 0 | 6966.246 | 265411200 | 5462100
| 14000 | 27460 | 50 | 999999 | 9999999 | 1045664000 | 0.21246 | 65623480 | 56331800 | 17.4478 | 0 | 19.5142 | 4.9382 |  |  | 14294000 | 20391020 | 25537800 | 39995520 | 0 | 1.0917 | 4069899 | 50000.01 | 40000.01 | 0 | 6502.244 | 269497800 | 5484123
14000 | 1000 | 27460 | 25 | 999999 | 9999999 | 1045669000 | 0.21102 | 65524060 | 57835300 | 17.8099 | 0 | 18.946 | 5.1051 | 23026500 | 20391020 | 1021000 | 1456501 | 25537800 | 39995520 | 0 | 0.54584 | 2101403 | 25000.01 | 20000 | 0 | 6682.7 | 270156100 | 7723143
2000 | 12000 | 27460 | 45 | 999999 | 9999999 | 1045672000 | 0.21221 | 65650690 | 55929300 | 17.439 | 0 | 19.5847 | 4.9282 | 3289500 | 2913002 | 12252000 | 17478010 | 25537800 | 39995520 | 0 | 0.98251 | 3685120 | 45000.01 | 36000.01 | 0 | 6506.643 | 269844600 | 5869435
16077 | 4000 | 22054 | 15 | 999999 | 9999999 | 1045692000 | 0.21055 | 65648230 | 55986860 | 17.6569 | 0 | 19.3465 | 5.022 | 26442650 | 23416170 | 4084000 | 5826005 | 20510220 | 32121680 | 0 | 0.3275 | 1275749 | 15000 | 12000 | 0 | 6640.172 | 271266100 | 8460607
16077 | 8000 | 22054 | 60 | 999999 | 9999999 | 1045713000 | 0.21222 | 64393700 | 74920860 | 19.3742 | 0 | 15.7583 | 5.9497 | 26442650 | 23416170 | 8168000 | 11652010 | 20510220 | 32121680 | 0 | 1.31 | 5059376 | 60000.01 | 48000.01 | 0 | 7228.735 | 263522800 | 5873141
16000 | 10000 | 22054 | 80 | 999999 | 9999999 | 1045719000 | 0.21286 | 63829220 | 83436220 | 20.1972 | 0 | 14.6264 | 6.3016 | 26316000 | 23304020 | 10210000 | 14565010 | 20510220 | 32121680 | 0 | 1.7467 | 6741545 | 80000.02 | 64000.01 | 0 | 7513.251 | 260051100 | 4893859
11000 | 15936 | 22054 | 100 | 999999 | 9999999 | 1045724000 | 0.21357 | 63535260 | 87873130 | 20.6183 | 0 | 14.1474 | 6.4411 | 18092250 | 16021510 | 16270660 | 23210800 | 20510220 | 32121680 | 0 | 2.1834 | 8202438 | 100000 | 80000.02 | 0 | 7644.396 | 257818300 | 3809813
5000 | 13000 | 27460 | 80 | 999999 | 9999999 | 1045725000 | 0.21326 | 64493080 | 73434550 | 19.1416 | 0 | 16.0886 | 5.8111 | 8223750 | 7282506 | 13273000 | 18934520 | 25537800 | 39995520 | 0 | 1.7467 | 6431167 | 80000.02 | 64000.01 | 0 | 7107.067 | 262990800 | 4275297
7000 | 15936 | 22054 | 70 | 999999 | 9999999 | 1045733000 | 0.21288 | 64628930 | 71394130 | 18.9302 | 0 | 16.3846 | 5.7363 | 11513250 | 10195510 | 16270660 | 23210800 | 20510220 | 32121680 | 0 | 1.5284 | 5695866 | 70000.02 | 56000.01 | 0 | 7041.234 | 264153600 | 4861400
11000 | 2000 | 27460 | 10 | 999999 | 9999999 | 1045742000 | 0.21056 | 66116840 | 48972050 | 16.9684 | 0 | 21.3934 | 4.5818 | 18092250 | 16021510 | 2042000 | 2913002 | 25537800 | 39995520 | 0 | 0.21834 | 839005.3 | 10000 | 8000.001 | 0 | 6381.224 | 273534000 | 8460104
5000 | 12000 | 27460 | 70 | 999999 | 9999999 | 1045756000 | 0.21297 | 64781710 | 69113550 | 18.7136 | 0 | 16.7893 | 5.6158 | 8223750 | 7282506 | 12252000 | 17478010 | 25537800 | 39995520 | 0 | 1.5284 | 5660857 | 70000.02 | 56000.01 | 0 | 6957.919 | 264754600 | 4732632
9000 | 12000 | 27460 | 100 | 999999 | 9999999 | 1045763000 | 0.21366 | 63689110 | 85592550 | 20.403 | 0 | 14.4217 | 6.339 | 14802750 | 13108510 | 12252000 | 17478010 | 25537800 | 39995520 | 0 | 2.1834 | 8102661 | 100000 | 80000.02 | 0 | 7561.821 | 258423800 | 3692021
14000 | 6000 | 22054 | 20 | 999999 | 9999999 | 1045775000 | 0.21084 | 65635400 | 56262720 | 17.6352 | 0 | 19.2998 | 5.0265 | 23026500 | 20391020 | 6126000 | 8739007 | 20510220 | 32121680 | 0 | 0.43667 | 1686051 | 20000 | 16000 | 0 | 6623.319 | 270982200 | 8029083
| 15936 | 22054 | 10 | 999999 | 9999999 | 1045776000 | 0.21096 | 66708840 | 40080880 | 15.9608 | 0 | 25.0313 | 3.9488 |  |  | 16270660 | 23210800 | 20510220 | 32121680 | 0 | 0.21834 | 832472 | 10000 | 8000.001 | 0 | 5991.152 | 276338400 | 7847526
16077 | 12000 | 22054 | 100 | 999999 | 9999999 | 1045778000 | 0.21341 | 63251540 | 92204860 | 21.0805 | 0 | 13.6515 | 6.6334 | 26442650 | 23416170 | 12252000 | 17478010 | 20510220 | 32121680 | 0 | 2.1834 | 8440635 | 100000 | 80000.02 | 0 | 7821.898 | 256518700 | 4065139
5000 | 14000 | 27460 | 90 | 999999 | 9999999 | 1045827000 | 0.21356 | 64213190 | 77755550 | 19.569 | 0 | 15.4455 | 6.0005 | 8223750 | 7282506 | 14294000 | 20391020 | 25537800 | 39995520 | 0 | 1.965 | 7187419 | 90000.02 | 72000.02 | 0 | 7256.376 | 261263300 | 3855754
13000 | 15936 | 13405 | 25 | 999999 | 9999999 | 1045830000 | 0.21107 | 65499350 | 58369060 | 17.7615 | 0 | 18.794 | 5.1425 | 21381750 | 18934520 | 16270660 | 23210800 | 12466650 | 19524400 | 0 | 0.54584 | 2098358 | 25000.01 | 20000 | 0 | 6663.938 | 270290900 | 7693606
9000 | 7000 | 27460 | 50 | 999999 | 9999999 | 1045841000 | 0.21218 | 65127370 | 63987550 | 18.2664 | 0 | 17.6766 | 5.3965 | 14802750 | 13108510 | 7147000 | 10195510 | 25537800 | 39995520 | 0 | 1.0917 | 4131204 | 50000.01 | 40000.01 | 0 | 6817.451 | 267223000 | 5970467
16077 | 14000 | 13405 | 30 | 999999 | 9999999 | 1045845000 | 0.21115 | 65186340 | 63103300 | 18.2351 | 0 | 17.744 | 5.408 | 26442650 | 23416170 | 14294000 | 20391020 | 12466650 | 19524400 | 0 | 0.65501 | 2536731 | 30000.01 | 24000 | 0 | 6839.153 | 268635800 | 7573437
11000 | 5000 | 27460 | 45 | 999999 | 9999999 | 1045865000 | 0.21193 | 65155700 | 63585050 | 18.2565 | 0 | 17.729 | 5.3897 | 18092250 | 16021510 | 5105000 | 7282506 | 25537800 | 39995520 | 0 | 0.98251 | 3741269 | 45000.01 | 36000.01 | 0 | 6821.908 | 267574400 | 6360944
16000 | 4000 | 22054 | 15 | 999999 | 9999999 | 1045871000 | 0.2106 | 65668450 | 55860220 | 17.6257 | 0 | 19.3573 | 5.0194 | 26316000 | 23304020 | 4084000 | 5826005 | 20510220 | 32121680 | 0 | 0.3275 | 1274322 | 15000 | 12000 | 0 | 6628.026 | 271353200 | 8441383
7000 | 14000 | 22054 | 50 | 999999 | 9999999 | 1045872000 | 0.21225 | 65207080 | 62817470 | 18.1005 | 0 | 17.923 | 5.3305 | 11513250 | 10195510 | 14294000 | 20391020 | 20510220 | 32121680 | 0 | 1.0917 | 4115671 | 50000.01 | 40000.01 | 0 | 6753.499 | 267683800 | 5871128
5000 | 7000 | 27460 | 15 | 999999 | 9999999 | 1045881000 | 0.21101 | 66332560 | 45858550 | 16.5693 | 0 | 22.5443 | 4.357 | 8223750 | 7282506 | 7147000 | 10195510 | 25537800 | 39995520 | 0 | 0.3275 | 1251083 | 15000 | 12000 | 0 | 6218.559 | 274293900 | 7795070
16000 | 8000 | 22054 | 60 | 999999 | 9999999 | 1045890000 | 0.21227 | 64413810 | 74794220 | 19.3429 | 0 | 15.7606 | 5.9488 | 26316000 | 23304020 | 8168000 | 11652010 | 20510220 | 32121680 | 0 | 1.31 | 5052217 | 60000.01 | 48000.01 | 0 | 7216.655 | 263609500 | 5854041
9000 | 12000 | 22054 | 45 | 999999 | 9999999 | 1045892000 | 0.212 | 65235090 | 62414970 | 18.0909 | 0 | 17.978 | 5.3231 | 14802750 | 13108510 | 12252000 | 17478010 | 20510220 | 32121680 | 0 | 0.98251 | 3727200 | 45000.01 | 36000.01 | 0 | 6757.94 | 268034000 | 6260138
3000 | 14000 | 22054 | 15 | 999999 | 9999999 | 1045912000 | 0.21108 | 66412240 | 44688470 | 16.4035 | 0 | 23.0012 | 4.2753 | 4934250 | 4369504 | 14294000 | 20391020 | 20510220 | 32121680 | 0 | 0.3275 | 1249821 | 15000 | 12000 | 0 | 6154.444 | 274754700 | 7694241
16077 | 7000 | 22054 | 50 | 999999 | 9999999 | 1045913000 | 0.21193 | 64693600 | 70599860 | 18.9469 | 0 | 16.4046 | 5.7628 | 26442650 | 23416170 | 7147000 | 10195510 | 20510220 | 32121680 | 0 | 1.0917 | 4219559 | 50000.01 | 40000.01 | 0 | 7080.382 | 265333600 | 6384388
13000 | 3000 | 27460 | 40 | 999999 | 9999999 | 1045914000 | 0.21169 | 65185630 | 63182550 | 18.2465 | 0 | 17.7791 | 5.3835 | 21381750 | 18934520 | 3063000 | 4369504 | 25537800 | 39995520 | 0 | 0.87334 | 3343954 | 40000.01 | 32000.01 | 0 | 6826.45 | 267932500 | 6758810
14000 | 6000 | 27460 | 80 | 999999 | 9999999 | 1045917000 | 0.21299 | 63998010 | 81090300 | 19.9564 | 0 | 14.9201 | 6.1968 | 23026500 | 20391020 | 6126000 | 8739007 | 25537800 | 39995520 | 0 | 1.7467 | 6657515 | 80000.02 | 64000.01 | 0 | 7420.387 | 260720200 | 4749399
11000 | 10000 | 22054 | 40 | 999999 | 9999999 | 1045939000 | 0.21176 | 65264920 | 62012470 | 18.0811 | 0 | 18.0302 | 5.3165 | 18092250 | 16021510 | 10210000 | 14565010 | 20510220 | 32121680 | 0 | 0.87334 | 3330305 | 40000.01 | 32000.01 | 0 | 6762.477 | 268391600 | 6657584
14000 | 13000 | 13405 |  | 999999 | 9999999 | 1045953000 | 0.21007 | 66144450 | 48766150 | 16.9283 | 0 | 21.3429 | 4.603 | 23026500 | 20391020 | 13273000 | 18934520 | 12466650 | 19524400 | [5 empty] | 0 | 6382.127 | 274352300 | 9286361
16000 | 12000 | 22054 | 100 | 999999 | 9999999 | 1045957000 | 0.21346 | 63271790 | 92078220 | 21.0494 | 0 | 13.6502 | 6.6336 | 26316000 | 23304020 | 12252000 | 17478010 | 20510220 | 32121680 | 0 | 2.1834 | 8424053 | 100000 | 80000.02 | 0 | 7809.926 | 256606000 | 4047542
| 13000 | 27460 | 40 | 999999 | 9999999 | 1045960000 | 0.21218 | 65929720 | 52010800 | 17.0204 | 0 | 20.6406 | 4.7027 |  |  | 13273000 | 18934520 | 25537800 | 39995520 | 0 | 0.87334 | 3278767 | 40000.01 | 32000.01 | 0 | 6353.333 | 271335100 | 6016956
14000 | 5000 | 27460 | 70 | 999999 | 9999999 | 1045980000 | 0.2127 | 64288770 | 76769300 | 19.5289 | 0 | 15.4922 | 6.0194 | 23026500 | 20391020 | 5105000 | 7282506 | 25537800 | 39995520 | 0 | 1.5284 | 5822997 | 70000.02 | 56000.01 | 0 | 7271.973 | 262492900 | 5222070
7000 | 5000 | 27460 | 10 | 999999 | 9999999 | 1045990000 | 0.21077 | 66366520 | 45456050 | 16.561 | 0 | 22.633 | 4.3457 | 11513250 | 10195510 | 5105000 | 7282506 | 25537800 | 39995520 | 0 | 0.21834 | 835083 | 10000 | 8000.001 | 0 | 6223.314 | 274668800 | 8211648
14000 | 7000 | 27460 | 90 | 999999 | 9999999 | 1045993000 | 0.21329 | 63716420 | 85411300 | 20.3831 | 0 | 14.3877 | 6.3698 | 23026500 | 20391020 | 7147000 | 10195510 | 25537800 | 39995520 | 0 | 1.965 | 7479353 | 90000.02 | 72000.02 | 0 | 7568.946 | 258985600 | 4316194
13000 | 8000 | 22054 | 35 | 999999 | 9999999 | 1046009000 | 0.21151 | 65296240 | 61609970 | 18.0711 | 0 | 18.0803 | 5.3105 | 21381750 | 18934520 | 8168000 | 11652010 | 20510220 | 32121680 | 0 | 0.76418 | 2926577 | 35000.01 | 28000.01 | 0 | 6767.092 | 268755500 | 7061873
13000 | 5000 | 22054 |  | 999999 | 9999999 | 1046010000 | 0.21014 | 66265600 | 46996970 | 16.7858 | 0 | 21.953 | 4.4827 | 21381750 | 18934520 | 5105000 | 7282506 | 20510220 | 32121680 | [5 empty] | 0 | 6326.685 | 274749300 | 9197741
5000 | 12000 | 22054 | 10 | 999999 | 9999999 | 1046022000 | 0.21084 | 66446210 | 44285970 | 16.3954 | 0 | 23.0953 | 4.2634 | 8223750 | 7282506 | 12252000 | 17478010 | 20510220 | 32121680 | 0 | 0.21834 | 833821.3 | 10000 | 8000.001 | 0 | 6159.2 | 275129600 | 8110818
16000 | 14000 | 13405 | 30 | 999999 | 9999999 | 1046023000 | 0.2112 | 65206520 | 62976650 | 18.2039 | 0 | 17.7506 | 5.4061 | 26316000 | 23304020 | 14294000 | 20391020 | 12466650 | 19524400 | 0 | 0.65501 | 2534041 | 30000.01 | 24000 | 0 | 6827.021 | 268722800 | 7554169
2000 | 8000 | 27460 |  | 999999 | 9999999 | 1046023000 | 0.21056 | 66929900 | 36995300 | 15.7295 | 0 | 26.5027 | 3.7444 | 3289500 | 2913002 | 8168000 | 11652010 | 25537800 | 39995520 | [5 empty] | 0 | 5916.953 | 277690800 | 8549895
14000 |  | 27460 | 15 | 999999 | 9999999 | 1046082000 | 0.21073 | 65838110 | 53514300 | 17.3843 | 0 | 19.9752 | 4.8767 | 23026500 | 20391020 |  |  | 25537800 | 39995520 | 0 | 0.3275 | 1264832 | 15000 | 12000 | 0 | 6534.31 | 272025900 | 8293083
16000 | 7000 | 22054 | 50 | 999999 | 9999999 | 1046090000 | 0.21198 | 64713700 | 70473220 | 18.9156 | 0 | 16.4082 | 5.7615 | 26316000 | 23304020 | 7147000 | 10195510 | 20510220 | 32121680 | 0 | 1.0917 | 4214545 | 50000.01 | 40000.01 | 0 | 7068.277 | 265420300 | 6365029
14000 | 4000 | 27460 | 60 | 999999 | 9999999 | 1046092000 | 0.2124 | 64582830 | 72448300 | 19.1016 | 0 | 16.1199 | 5.8341 | 23026500 | 20391020 | 4084000 | 5826005 | 25537800 | 39995520 | 0 | 1.31 | 5001246 | 60000.01 | 48000.01 | 0 | 7123.413 | 264279500 | 5707202
5000 | 10000 | 27460 | 50 | 999999 | 9999999 | 1046093000 | 0.21239 | 65377350 | 60471550 | 17.8576 | 0 | 18.4256 | 5.2003 | 8223750 | 7282506 | 10210000 | 14565010 | 25537800 | 39995520 | 0 | 1.0917 | 4095343 | 50000.01 | 40000.01 | 0 | 6659.907 | 268359000 | 5726436
7000 | 8000 | 27460 | 45 | 999999 | 9999999 | 1046108000 | 0.21214 | 65405060 | 60069050 | 17.8483 | 0 | 18.4854 | 5.192 | 11513250 | 10195510 | 8168000 | 11652010 | 25537800 | 39995520 | 0 | 0.98251 | 3708284 | 45000.01 | 36000.01 | 0 | 6664.332 | 268707800 | 6114031
14000 | 15936 | 13405 | 35 | 999999 | 9999999 | 1046144000 | 0.21149 | 65192210 | 63313810 | 18.1879 | 0 | 17.695 | 5.4137 | 23026500 | 20391020 | 16270660 | 23210800 | 12466650 | 19524400 | 0 | 0.76418 | 2935864 | 35000.01 | 28000.01 | 0 | 6812.319 | 268431000 | 7133593
16077 | 1000 | 27460 | 45 | 999999 | 9999999 | 1046150000 | 0.21182 | 64891580 | 67851450 | 18.695 | 0 | 16.8493 | 5.6374 | 26442650 | 23416170 | 1021000 | 1456501 | 25537800 | 39995520 | 0 | 0.98251 | 3789890 | 45000.01 | 36000.01 | 0 | 6991.469 | 266357700 | 6629586
9000 | 6000 | 27460 | 40 | 999999 | 9999999 | 1046152000 | 0.2119 | 65434630 | 59666550 | 17.8388 | 0 | 18.5424 | 5.1845 | 14802750 | 13108510 | 6126000 | 8739007 | 25537800 | 39995520 | 0 | 0.87334 | 3312598 | 40000.01 | 32000.01 | 0 | 6668.855 | 269064400 | 6510267
14000 | 8000 | 27460 | 100 | 999999 | 9999999 | 1046182000 | 0.21359 | 63442300 | 89732300 | 20.8089 | 0 | 13.8917 | 6.5382 | 23026500 | 20391020 | 8168000 | 11652010 | 25537800 | 39995520 | 0 | 2.1834 | 8297876 | 100000 | 80000.02 | 0 | 7717.543 | 257282200 | 3914491
7000 | 13000 | 22054 | 40 | 999999 | 9999999 | 1046182000 | 0.21197 | 65514220 | 58496470 | 17.673 | 0 | 18.8219 | 5.1151 | 11513250 | 10195510 | 13273000 | 18934520 | 20510220 | 32121680 | 0 | 0.87334 | 3303030 | 40000.01 | 32000.01 | 0 | 6604.835 | 269524900 | 6409859
11000 | 1000 | 27460 |  | 999999 | 9999999 | 1046220000 | 0.21028 | 66435120 | 44651050 | 16.5444 | 0 | 22.8123 | 4.323 | 18092250 | 16021510 | 1021000 | 1456501 | 25537800 | 39995520 | [5 empty] | 0 | 6232.861 | 275421400 | 9047889
11000 | 4000 | 27460 | 35 | 999999 | 9999999 | 1046220000 | 0.21165 | 65465820 | 59264050 | 17.8291 | 0 | 18.597 | 5.1777 | 18092250 | 16021510 | 4084000 | 5826005 | 25537800 | 39995520 | 0 | 0.76418 | 2909403 | 35000.01 | 28000.01 | 0 | 6673.464 | 269427800 | 6914021
14000 | 5000 | 22054 | 10 | 999999 | 9999999 | 1046220000 | 0.21056 | 65951540 | 51941720 | 17.21 | 0 | 20.3788 | 4.7935 | 23026500 | 20391020 | 5105000 | 7282506 | 20510220 | 32121680 | 0 | 0.21834 | 843407.8 | 10000 | 8000.001 | 0 | 6474.998 | 272860700 | 8608297
16077 | 6000 | 22054 | 40 | 999999 | 9999999 | 1046224000 | 0.21164 | 65000800 | 66278860 | 18.5195 | 0 | 17.1138 | 5.5685 | 26442650 | 23416170 | 6126000 | 8739007 | 20510220 | 32121680 | 0 | 0.87334 | 3370753 | 40000.01 | 32000.01 | 0 | 6932.131 | 267174900 | 6927016
16077 | 13000 | 13405 | 20 | 999999 | 9999999 | 1046229000 | 0.21086 | 65498420 | 58782300 | 17.8092 | 0 | 18.6113 | 5.195 | 26442650 | 23416170 | 13273000 | 18934520 | 12466650 | 19524400 | 0 | 0.43667 | 1695562 | 20000 | 16000 | 0 | 6690.814 | 270497400 | 8135583
3000 | 8000 | 27460 | 10 | 999999 | 9999999 | 1046241000 | 0.21098 | 66616350 | 41940050 | 16.1529 | 0 | 24.0708 | 4.0992 | 4934250 | 4369504 | 8168000 | 11652010 | 25537800 | 39995520 | 0 | 0.21834 | 832799.8 | 10000 | 8000.001 | 0 | 6065.387 | 275804200 | 7963636
9000 | 8000 | 22054 |  | 999999 | 9999999 | 1046247000 | 0.21035 | 66514540 | 43480970 | 16.3792 | 0 | 23.2864 | 4.2394 | 14802750 | 13108510 | 8168000 | 11652010 | 20510220 | 32121680 | [5 empty] | 0 | 6168.731 | 275881100 | 8945797
13000 | 2000 | 27460 | 30 | 999999 | 9999999 | 1046290000 | 0.2114 | 65497200 | 58861550 | 17.8195 | 0 | 18.6518 | 5.1709 | 21381750 | 18934520 | 2042000 | 2913002 | 25537800 | 39995520 | 0 | 0.65501 | 2505403 | 30000.01 | 24000 | 0 | 6678.082 | 269791900 | 7318582
14000 | 3000 | 27460 | 50 | 999999 | 9999999 | 1046291000 | 0.21211 | 64882680 | 68127300 | 18.6741 | 0 | 16.8091 | 5.6411 | 23026500 | 20391020 | 3063000 | 4369504 | 25537800 | 39995520 | 0 | 1.0917 | 4179059 | 50000.01 | 40000.01 | 0 | 6974.858 | 266090100 | 6216487
2000 | 15936 | 22054 | 30 | 999999 | 9999999 | 1046315000 | 0.2118 | 66088580 | 49970380 | 16.8108 | 0 | 21.1572 | 4.6074 | 3289500 | 2913002 | 16270660 | 23210800 | 20510220 | 32121680 | 0 | 0.65501 | 2472040 | 30000.01 | 24000 | 0 | 6288.317 | 272593800 | 6706125
16000 | 1000 | 27460 | 45 | 999999 | 9999999 | 1046327000 | 0.21187 | 64911720 | 67724800 | 18.6637 | 0 | 16.8539 | 5.636 | 26316000 | 23304020 | 1021000 | 1456501 | 25537800 | 39995520 | 0 | 0.98251 | 3785806 | 45000.01 | 36000.01 | 0 | 6979.353 | 266444500 | 6610286
| 12000 | 27460 | 30 | 999999 | 9999999 | 1046341000 | 0.21189 | 66241630 | 47689800 | 16.5938 | 0 | 21.9399 | 4.4543 |  |  | 12252000 | 17478010 | 25537800 | 39995520 | 0 | 0.65501 | 2469191 | 30000.01 | 24000 | 0 | 6204.634 | 273196000 | 6575272
14000 | 8000 | 22054 | 45 | 999999 | 9999999 | 1046349000 | 0.21194 | 64990800 | 66554720 | 18.4985 | 0 | 17.074 | 5.572 | 23026500 | 20391020 | 8168000 | 11652010 | 20510220 | 32121680 | 0 | 0.98251 | 3765708 | 45000.01 | 36000.01 | 0 | 6915.454 | 266902800 | 6508775
13000 | 7000 | 22054 | 25 | 999999 | 9999999 | 1046389000 | 0.21123 | 65608080 | 57288970 | 17.6447 | 0 | 18.994 | 5.0932 | 21381750 | 18934520 | 7147000 | 10195510 | 20510220 | 32121680 | 0 | 0.54584 | 2092199 | 25000.01 | 20000 | 0 | 6618.676 | 270616100 | 7622371
16000 | 6000 | 22054 | 40 | 999999 | 9999999 | 1046401000 | 0.21169 | 65020940 | 66152220 | 18.4882 | 0 | 17.119 | 5.5669 | 26316000 | 23304020 | 6126000 | 8739007 | 20510220 | 32121680 | 0 | 0.87334 | 3367380 | 40000.01 | 32000.01 | 0 | 6920.007 | 267261800 | 6907656
16000 | 13000 | 13405 | 20 | 999999 | 9999999 | 1046407000 | 0.21091 | 65518640 | 58655650 | 17.7779 | 0 | 18.6201 | 5.1928 | 26316000 | 23304020 | 13273000 | 18934520 | 12466650 | 19524400 | 0 | 0.43667 | 1693615 | 20000 | 16000 | 0 | 6678.674 | 270584600 | 8116423
2000 | 10000 | 27460 | 25 | 999999 | 9999999 | 1046412000 | 0.21164 | 66273000 | 47287300 | 16.5856 | 0 | 22.0277 | 4.4428 | 3289500 | 2913002 | 10210000 | 14565010 | 25537800 | 39995520 | 0 | 0.54584 | 2065191 | 25000.01 | 20000 | 0 | 6209.252 | 273560100 | 6979833
7000 | 4000 | 27460 |  | 999999 | 9999999 | 1046463000 | 0.21049 | 66684450 | 41135050 | 16.1373 | 0 | 24.2877 | 4.0725 | 11513250 | 10195510 | 4084000 | 5826005 | 25537800 | 39995520 | [5 empty] | 0 | 6074.907 | 276554800 | 8797591
7000 | 7000 | 27460 | 35 | 999999 | 9999999 | 1046463000 | 0.21186 | 65715190 | 55748050 | 17.4209 | 0 | 19.4582 | 4.9696 | 11513250 | 10195510 | 7147000 | 10195510 | 25537800 | 39995520 | 0 | 0.76418 | 2889846 | 35000.01 | 28000.01 | 0 | 6515.733 | 270561300 | 6665814
5000 | 14000 | 22054 | 35 | 999999 | 9999999 | 1046493000 | 0.21193 | 65794780 | 54577970 | 17.255 | 0 | 19.775 | 4.8969 | 8223750 | 7282506 | 14294000 | 20391020 | 20510220 | 32121680 | 0 | 0.76418 | 2883832 | 35000.01 | 28000.01 | 0 | 6451.673 | 271021800 | 6565041
16077 |  | 27460 | 35 | 999999 | 9999999 | 1046499000 | 0.21153 | 65201330 | 63530440 | 18.2677 | 0 | 17.609 | 5.437 | 26442650 | 23416170 |  |  | 25537800 | 39995520 | 0 | 0.76418 | 2942693 | 35000.01 | 28000.01 | 0 | 6843.2 | 268209600 | 7182639
9000 | 5000 | 27460 | 30 | 999999 | 9999999 | 1046534000 | 0.21161 | 65746560 | 55345550 | 17.4118 | 0 | 19.5207 | 4.9614 | 14802750 | 13108510 | 5105000 | 7282506 | 25537800 | 39995520 | 0 | 0.65501 | 2485846 | 30000.01 | 24000 | 0 | 6520.352 | 270925500 | 7070375
7000 | 12000 | 22054 | 30 | 999999 | 9999999 | 1046563000 | 0.21168 | 65826150 | 54175470 | 17.246 | 0 | 19.8404 | 4.8883 | 11513250 | 10195510 | 12252000 | 17478010 | 20510220 | 32121680 | 0 | 0.65501 | 2479832 | 30000.01 | 24000 | 0 | 6456.291 | 271385900 | 6969602
16077 | 5000 | 22054 | 30 | 999999 | 9999999 | 1046593000 | 0.21136 | 65311920 | 61957860 | 18.0925 | 0 | 17.9044 | 5.3644 | 26442650 | 23416170 | 5105000 | 7282506 | 20510220 | 32121680 | 0 | 0.65501 | 2525004 | 30000.01 | 24000 | 0 | 6783.845 | 269032500 | 7485651
11000 | 15936 | 13405 | 10 | 999999 | 9999999 | 1046596000 | 0.21075 | 66096680 | 50129560 | 16.9199 | 0 | 20.8912 | 4.6843 | 18092250 | 16021510 | 16270660 | 23210800 | 12466650 | 19524400 | 0 | 0.21834 | 838538.6 | 10000 | 8000.001 | 0 | 6362.432 | 273668900 | 8430469
11000 | 3000 | 27460 | 25 | 999999 | 9999999 | 1046604000 | 0.21136 | 65777930 | 54943050 | 17.4027 | 0 | 19.5838 | 4.9532 | 18092250 | 16021510 | 3063000 | 4369504 | 25537800 | 39995520 | 0 | 0.54584 | 2081846 | 25000.01 | 20000 | 0 | 6524.97 | 271289600 | 7474935
14000 | 2000 | 27460 | 40 | 999999 | 9999999 | 1046606000 | 0.21183 | 65190140 | 63806300 | 18.2465 | 0 | 17.5686 | 5.4405 | 23026500 | 20391020 | 2042000 | 2913002 | 25537800 | 39995520 | 0 | 0.87334 | 3343954 | 40000.01 | 32000.01 | 0 | 6826.45 | 267932500 | 6758810
3000 | 15936 | 22054 | 40 | 999999 | 9999999 | 1046625000 | 0.21223 | 65781160 | 54915130 | 17.2377 | 0 | 19.702 | 4.9072 | 4934250 | 4369504 | 16270660 | 23210800 | 20510220 | 32121680 | 0 | 0.87334 | 3284134 | 40000.01 | 32000.01 | 0 | 6436.988 | 270732800 | 6147495
13000 | 12000 | 22054 | 80 | 999999 | 9999999 | 1046631000 | 0.2132 | 64081600 | 80543970 | 19.7915 | 0 | 14.9282 | 6.1931 | 21381750 | 18934520 | 12252000 | 17478010 | 20510220 | 32121680 | 0 | 1.7467 | 6605350 | 80000.02 | 64000.01 | 0 | 7356.854 | 261178400 | 4651082
9000 | 10000 | 22054 | 25 | 999999 | 9999999 | 1046634000 | 0.21144 | 65857520 | 53772970 | 17.2371 | 0 | 19.9065 | 4.8796 | 14802750 | 13108510 | 10210000 | 14565010 | 20510220 | 32121680 | 0 | 0.54584 | 2075832 | 25000.01 | 20000 | 0 | 6460.91 | 271750000 | 7374163
16077 | 12000 | 13405 | 10 | 999999 | 9999999 | 1046674000 | 0.21058 | 65814540 | 54461300 | 17.3839 | 0 | 19.594 | 4.9702 | 26442650 | 23416170 | 12252000 | 17478010 | 12466650 | 19524400 | 0 | 0.21834 | 849149.6 | 10000 | 8000.001 | 0 | 6542.537 | 272375900 | 8715153
16000 |  | 27460 | 35 | 999999 | 9999999 | 1046676000 | 0.21158 | 65221510 | 63403800 | 18.2364 | 0 | 17.6152 | 5.4352 | 26316000 | 23304020 |  |  | 25537800 | 39995520 | 0 | 0.76418 | 2939953 | 35000.01 | 28000.01 | 0 | 6831.068 | 268296600 | 7163371
13000 | 1000 | 27460 | 20 | 999999 | 9999999 | 1046680000 | 0.21112 | 65809690 | 54540550 | 17.3935 | 0 | 19.6469 | 4.945 | 21381750 | 18934520 | 1021000 | 1456501 | 25537800 | 39995520 | 0 | 0.43667 | 1676067 | 20000 | 16000 | 0 | 6529.609 | 271655300 | 7881277
14000 | 7000 | 22054 | 35 | 999999 | 9999999 | 1046701000 | 0.21165 | 65300750 | 62233720 | 18.0711 | 0 | 17.8624 | 5.3681 | 23026500 | 20391020 | 7147000 | 10195510 | 20510220 | 32121680 | 0 | 0.76418 | 2926577 | 35000.01 | 28000.01 | 0 | 6767.092 | 268755500 | 7061873
14000 | 4000 | 22054 |  | 999999 | 9999999 | 1046702000 | 0.21028 | 66270110 | 47620720 | 16.7858 | 0 | 21.6292 | 4.5458 | 23026500 | 20391020 | 4084000 | 5826005 | 20510220 | 32121680 | [5 empty] | 0 | 6326.685 | 274749300 | 9197741
11000 | 8000 | 22054 | 20 | 999999 | 9999999 | 1046709000 | 0.21119 | 65889220 | 53370470 | 17.2281 | 0 | 19.9727 | 4.8709 | 18092250 | 16021510 | 8168000 | 11652010 | 20510220 | 32121680 | 0 | 0.43667 | 1670306 | 20000 | 16000 | 0 | 6465.545 | 272115400 | 7780252
3000 | 10000 | 27460 | 35 | 999999 | 9999999 | 1046710000 | 0.21207 | 65964780 | 52232050 | 17.0118 | 0 | 20.4294 | 4.7529 | 4934250 | 4369504 | 10210000 | 14565010 | 25537800 | 39995520 | 0 | 0.76418 | 2878566 | 35000.01 | 28000.01 | 0 | 6357.909 | 271695800 | 6417713
2000 | 14000 | 27460 | 70 | 999999 | 9999999 | 1046713000 | 0.21332 | 65037040 | 66221300 | 18.3039 | 0 | 17.2378 | 5.4869 | 3289500 | 2913002 | 14294000 | 20391020 | 25537800 | 39995520 | 0 | 1.5284 | 5605548 | 70000.02 | 56000.01 | 0 | 6800.597 | 265894200 | 4494077
3000 | 7000 | 27460 |  | 999999 | 9999999 | 1046715000 | 0.2107 | 66934410 | 37619050 | 15.7295 | 0 | 26.0257 | 3.8107 | 4934250 | 4369504 | 7147000 | 10195510 | 25537800 | 39995520 | [5 empty] | 0 | 5916.953 | 277690800 | 8549895
13000 | 13000 | 22054 | 90 | 999999 | 9999999 | 1046718000 | 0.2135 | 63800740 | 84864970 | 20.2183 | 0 | 14.391 | 6.3675 | 21381750 | 18934520 | 13273000 | 18934520 | 20510220 | 32121680 | 0 | 1.965 | 7412019 | 90000.02 | 72000.02 | 0 | 7505.587 | 259446900 | 4222454
14000 | 14000 | 13405 | 15 | 999999 | 9999999 | 1046743000 | 0.21088 | 65800800 | 54737150 | 17.3619 | 0 | 19.5472 | 4.9746 | 23026500 | 20391020 | 14294000 | 20391020 | 12466650 | 19524400 | 0 | 0.3275 | 1264037 | 15000 | 12000 | 0 | 6525.631 | 272088200 | 8279352
16000 | 5000 | 22054 | 30 | 999999 | 9999999 | 1046771000 | 0.2114 | 65332120 | 61831220 | 18.0612 | 0 | 17.9114 | 5.3624 | 26316000 | 23304020 | 5105000 | 7282506 | 20510220 | 32121680 | 0 | 0.65501 | 2522577 | 30000.01 | 24000 | 0 | 6771.71 | 269119600 | 7466434
5000 | 8000 | 27460 | 30 | 999999 | 9999999 | 1046780000 | 0.21182 | 65996150 | 51829550 | 17.0032 | 0 | 20.5013 | 4.7433 | 8223750 | 7282506 | 8168000 | 11652010 | 25537800 | 39995520 | 0 | 0.65501 | 2474566 | 30000.01 | 24000 | 0 | 6362.527 | 272059900 | 6822273
13000 | 6000 | 22054 | 15 | 999999 | 9999999 | 1046802000 | 0.21094 | 65922080 | 52967970 | 17.2191 | 0 | 20.0373 | 4.8627 | 21381750 | 18934520 | 6126000 | 8739007 | 20510220 | 32121680 | 0 | 0.3275 | 1259408 | 15000 | 12000 | 0 | 6470.242 | 272485800 | 8191720
13000 | 10000 | 22054 | 60 | 999999 | 9999999 | 1046808000 | 0.21261 | 64666560 | 71901970 | 18.9363 | 0 | 16.1379 | 5.8278 | 21381750 | 18934520 | 10210000 | 14565010 | 20510220 | 32121680 | 0 | 1.31 | 4971272 | 60000.01 | 48000.01 | 0 | 7059.626 | 264738300 | 5607251
11000 | 8000 | 27460 | 80 | 999999 | 9999999 | 1046843000 | 0.21334 | 64251270 | 78198050 | 19.5498 | 0 | 15.2398 | 6.0854 | 18092250 | 16021510 | 8168000 | 11652010 | 25537800 | 39995520 | 0 | 1.7467 | 6535181 | 80000.02 | 64000.01 | 0 | 7263.832 | 261851100 | 4508898
7000 | 6000 | 27460 | 25 | 999999 | 9999999 | 1046851000 | 0.21157 | 66027520 | 51427050 | 16.9946 | 0 | 20.574 | 4.7336 | 11513250 | 10195510 | 6126000 | 8739007 | 25537800 | 39995520 | 0 | 0.54584 | 2070566 | 25000.01 | 20000 | 0 | 6367.145 | 272424000 | 7226834
16000 | 12000 | 13405 | 10 | 999999 | 9999999 | 1046852000 | 0.21063 | 65834770 | 54334650 | 17.3526 | 0 | 19.6057 | 4.9675 | 26316000 | 23304020 | 12252000 | 17478010 | 12466650 | 19524400 | 0 | 0.21834 | 848037.2 | 10000 | 8000.001 | 0 | 6530.387 | 272463100 | 8695929
2000 | 13000 | 27460 | 60 | 999999 | 9999999 | 1046861000 | 0.21303 | 65333480 | 61900300 | 17.8755 | 0 | 18.0718 | 5.2765 | 3289500 | 2913002 | 13273000 | 18934520 | 25537800 | 39995520 | 0 | 1.31 | 4836930 | 60000.01 | 48000.01 | 0 | 6651.43 | 267690700 | 4983820
5000 | 13000 | 22054 | 25 | 999999 | 9999999 | 1046883000 | 0.21165 | 66107300 | 50256970 | 16.8286 | 0 | 20.9398 | 4.6571 | 8223750 | 7282506 | 13273000 | 18934520 | 20510220 | 32121680 | 0 | 0.54584 | 2068384 | 25000.01 | 20000 | 0 | 6303.041 | 272885200 | 7126487
11000 | 7000 | 27460 | 70 | 999999 | 9999999 | 1046898000 | 0.21304 | 64541540 | 73877050 | 19.122 | 0 | 15.8509 | 5.9015 | 18092250 | 16021510 | 7147000 | 10195510 | 25537800 | 39995520 | 0 | 1.5284 | 5730942 | 70000.02 | 56000.01 | 0 | 7115.071 | 263621800 | 4976494
13000 | 14000 | 22054 | 100 | 999999 | 9999999 | 1046913000 | 0.2138 | 63527050 | 89185970 | 20.6443 | 0 | 13.8911 | 6.5372 | 21381750 | 18934520 | 14294000 | 20391020 | 20510220 | 32121680 | 0 | 2.1834 | 8215155 | 100000 | 80000.02 | 0 | 7654.36 | 257745200 | 3824060
9000 | 14000 | 22054 | 70 | 999999 | 9999999 | 1046924000 | 0.21311 | 64620860 | 72706970 | 18.9563 | 0 | 16.0393 | 5.8418 | 14802750 | 13108510 | 14294000 | 20391020 | 20510220 | 32121680 | 0 | 1.5284 | 5700465 | 70000.02 | 56000.01 | 0 | 7051.291 | 264081100 | 4877046
9000 | 4000 | 27460 | 20 | 999999 | 9999999 | 1046925000 | 0.21133 | 66059140 | 51024550 | 16.9859 | 0 | 20.6471 | 4.724 | 14802750 | 13108510 | 4084000 | 5826005 | 25537800 | 39995520 | 0 | 0.43667 | 1665410 | 20000 | 16000 | 0 | 6371.776 | 272789200 | 7632552
2000 | 14000 | 22054 | 10 | 999999 | 9999999 | 1046966000 | 0.21119 | 66700700 | 41393720 | 15.987 | 0 | 24.2011 | 4.0781 | 3289500 | 2913002 | 14294000 | 20391020 | 20510220 | 32121680 | 0 | 0.21834 | 832512.1 | 10000 | 8000.001 | 0 | 6001.261 | 276265700 | 7863337
16077 | 4000 | 22054 | 20 | 999999 | 9999999 | 1046980000 | 0.21107 | 65624200 | 57636860 | 17.6665 | 0 | 18.7989 | 5.1479 | 26442650 | 23416170 | 4084000 | 5826005 | 20510220 | 32121680 | 0 | 0.43667 | 1687541 | 20000 | 16000 | 0 | 6635.464 | 270894900 | 8048243
14000 | 1000 | 27460 | 30 | 999999 | 9999999 | 1046982000 | 0.21154 | 65501710 | 59485300 | 17.8195 | 0 | 18.4192 | 5.2295 | 23026500 | 20391020 | 1021000 | 1456501 | 25537800 | 39995520 | 0 | 0.65501 | 2505403 | 30000.01 | 24000 | 0 | 6678.082 | 269791900 | 7318582
2000 | 15936 | 27460 | 90 | 999999 | 9999999 | 1047011000 | 0.21396 | 64487960 | 74797950 | 19.1335 | 0 | 15.7839 | 5.889 | 3289500 | 2913002 | 16270660 | 23210800 | 25537800 | 39995520 | 0 | 1.965 | 7067583 | 90000.02 | 72000.02 | 0 | 7089.683 | 262485000 | 3617292
11000 | 2000 | 27460 | 15 | 999999 | 9999999 | 1047016000 | 0.21108 | 66091900 | 50622050 | 16.9772 | 0 | 20.7186 | 4.7147 | 18092250 | 16021510 | 2042000 | 2913002 | 25537800 | 39995520 | 0 | 0.3275 | 1255005 | 15000 | 12000 | 0 | 6376.468 | 273159000 | 8043527
11000 | 6000 | 27460 | 60 | 999999 | 9999999 | 1047021000 | 0.21275 | 64836270 | 69556050 | 18.6941 | 0 | 16.5226 | 5.7097 | 18092250 | 16021510 | 6126000 | 8739007 | 25537800 | 39995520 | 0 | 1.31 | 4932400 | 60000.01 | 48000.01 | 0 | 6966.246 | 265411200 | 5462100
2000 | 12000 | 27460 | 50 | 999999 | 9999999 | 1047048000 | 0.21274 | 65632500 | 57579300 | 17.4478 | 0 | 19.0136 | 5.0549 | 3289500 | 2913002 | 12252000 | 17478010 | 25537800 | 39995520 | 0 | 1.0917 | 4069899 | 50000.01 | 40000.01 | 0 | 6502.244 | 269497800 | 5484123
| 15936 | 22054 | 15 | 999999 | 9999999 | 1047051000 | 0.21148 | 66683940 | 41730880 | 15.9684 | 0 | 24.0904 | 4.0917 |  |  | 16270660 | 23210800 | 20510220 | 32121680 | 0 | 0.3275 | 1248257 | 15000 | 12000 | 0 | 5986.399 | 275963700 | 7431164
9000 | 13000 | 22054 | 60 | 999999 | 9999999 | 1047054000 | 0.21282 | 64916080 | 68385970 | 18.5283 | 0 | 16.7317 | 5.6473 | 14802750 | 13108510 | 13273000 | 18934520 | 20510220 | 32121680 | 0 | 1.31 | 4908874 | 60000.01 | 48000.01 | 0 | 6902.386 | 265872500 | 5364022
14000 | 6000 | 22054 | 25 | 999999 | 9999999 | 1047081000 | 0.21137 | 65612590 | 57912720 | 17.6447 | 0 | 18.7525 | 5.1524 | 23026500 | 20391020 | 6126000 | 8739007 | 20510220 | 32121680 | 0 | 0.54584 | 2092199 | 25000.01 | 20000 | 0 | 6618.676 | 270616100 | 7622371
16077 | 4000 | 27460 | 80 | 999999 | 9999999 | 1047124000 | 0.21323 | 63986900 | 82464450 | 19.9877 | 0 | 14.6245 | 6.3005 | 26442650 | 23416170 | 4084000 | 5826005 | 25537800 | 39995520 | 0 | 1.7467 | 6667917 | 80000.02 | 64000.01 | 0 | 7432.431 | 260633300 | 4768052
13000 |  | 27460 | 10 | 999999 | 9999999 | 1047126000 | 0.21084 | 66125860 | 50219550 | 16.9684 | 0 | 20.7883 | 4.7058 | 21381750 | 18934520 |  |  | 25537800 | 39995520 | 0 | 0.21834 | 839005.3 | 10000 | 8000.001 | 0 | 6381.224 | 273534000 | 8460104
7000 | 10000 | 27460 | 70 | 999999 | 9999999 | 1047139000 | 0.21325 | 64790730 | 70361050 | 18.7136 | 0 | 16.4178 | 5.7249 | 11513250 | 10195510 | 10210000 | 14565010 | 25537800 | 39995520 | 0 | 1.5284 | 5660857 | 70000.02 | 56000.01 | 0 | 6957.919 | 264754600 | 4732632
13000 | 15936 | 13405 | 30 | 999999 | 9999999 | 1047143000 | 0.21159 | 65477000 | 60019060 | 17.771 | 0 | 18.2753 | 5.2664 | 21381750 | 18934520 | 16270660 | 23210800 | 12466650 | 19524400 | 0 | 0.65501 | 2502358 | 30000.01 | 24000 | 0 | 6659.32 | 269926800 | 7289046
11000 | 10000 | 27460 | 100 | 999999 | 9999999 | 1047146000 | 0.21394 | 63698140 | 86840050 | 20.403 | 0 | 14.1459 | 6.4393 | 18092250 | 16021510 | 10210000 | 14565010 | 25537800 | 39995520 | 0 | 2.1834 | 8102661 | 100000 | 80000.02 | 0 | 7561.821 | 258423800 | 3692021
11000 | 7000 | 22054 | 10 | 999999 | 9999999 | 1047157000 | 0.21091 | 66205520 | 49049470 | 16.803 | 0 | 21.1658 | 4.6276 | 18092250 | 16021510 | 7147000 | 10195510 | 20510220 | 32121680 | 0 | 0.21834 | 837412.9 | 10000 | 8000.001 | 0 | 6317.112 | 273994600 | 8359166
16000 | 4000 | 22054 | 20 | 999999 | 9999999 | 1047158000 | 0.21112 | 65644430 | 57510220 | 17.6352 | 0 | 18.8082 | 5.1455 | 26316000 | 23304020 | 4084000 | 5826005 | 20510220 | 32121680 | 0 | 0.43667 | 1686051 | 20000 | 16000 | 0 | 6623.319 | 270982200 | 8029083
16077 | 14000 | 13405 | 35 | 999999 | 9999999 | 1047159000 | 0.21167 | 65163990 | 64753300 | 18.2453 | 0 | 17.2835 | 5.5275 | 26442650 | 23416170 | 14294000 | 20391020 | 12466650 | 19524400 | 0 | 0.76418 | 2940731 | 35000.01 | 28000.01 | 0 | 6834.535 | 268271700 | 7168876
9000 | 15936 | 22054 | 90 | 999999 | 9999999 | 1047173000 | 0.21376 | 64068480 | 81283620 | 19.7853 | 0 | 14.8158 | 6.2136 | 14802750 | 13108510 | 16270660 | 23210800 | 20510220 | 32121680 | 0 | 1.965 | 7254808 | 90000.02 | 72000.02 | 0 | 7339.321 | 260658200 | 3977313
5000 | 7000 | 27460 | 20 | 999999 | 9999999 | 1047176000 | 0.21154 | 66309000 | 47508550 | 16.5775 | 0 | 21.7874 | 4.4936 | 8223750 | 7282506 | 7147000 | 10195510 | 25537800 | 39995520 | 0 | 0.43667 | 1660658 | 20000 | 16000 | 0 | 6213.877 | 273924700 | 7384927
16077 | 3000 | 27460 | 70 | 999999 | 9999999 | 1047187000 | 0.21293 | 64277680 | 78143450 | 19.5602 | 0 | 15.1729 | 6.1258 | 26442650 | 23416170 | 3063000 | 4369504 | 25537800 | 39995520 | 0 | 1.5284 | 5830894 | 70000.02 | 56000.01 | 0 | 7284.045 | 262406200 | 5241081
| 10000 | 27460 | 10 | 999999 | 9999999 | 1047187000 | 0.21133 | 66870960 | 39047800 | 15.7441 | 0 | 25.31 | 3.907 |  |  | 10210000 | 14565010 | 25537800 | 39995520 | 0 | 0.21834 | 832139.4 | 10000 | 8000.001 | 0 | 5907.44 | 276940800 | 7716601
16077 | 5000 | 27460 | 90 | 999999 | 9999999 | 1047198000 | 0.21353 | 63705180 | 86785450 | 20.4143 | 0 | 14.1132 | 6.4709 | 26442650 | 23416170 | 5105000 | 7282506 | 25537800 | 39995520 | 0 | 1.965 | 7492547 | 90000.02 | 72000.02 | 0 | 7580.958 | 258898200 | 4334073
3000 | 14000 | 22054 | 20 | 999999 | 9999999 | 1047208000 | 0.21161 | 66388760 | 46338470 | 16.4115 | 0 | 22.2112 | 4.4132 | 4934250 | 4369504 | 14294000 | 20391020 | 20510220 | 32121680 | 0 | 0.43667 | 1659059 | 20000 | 16000 | 0 | 6149.766 | 274385900 | 7284436
7000 | 12000 | 27460 | 90 | 999999 | 9999999 | 1047210000 | 0.21384 | 64222220 | 79003050 | 19.569 | 0 | 15.13 | 6.1045 | 11513250 | 10195510 | 12252000 | 17478010 | 25537800 | 39995520 | 0 | 1.965 | 7187419 | 90000.02 | 72000.02 | 0 | 7256.376 | 261263300 | 3855754
11000 | 5000 | 27460 | 50 | 999999 | 9999999 | 1047224000 | 0.21246 | 65136400 | 65235050 | 18.2664 | 0 | 17.2646 | 5.5094 | 18092250 | 16021510 | 5105000 | 7282506 | 25537800 | 39995520 | 0 | 1.0917 | 4131204 | 50000.01 | 40000.01 | 0 | 6817.451 | 267223000 | 5970467
13000 | 3000 | 27460 | 45 | 999999 | 9999999 | 1047249000 | 0.21221 | 65164720 | 64832550 | 18.2565 | 0 | 17.3143 | 5.5031 | 21381750 | 18934520 | 3063000 | 4369504 | 25537800 | 39995520 | 0 | 0.98251 | 3741269 | 45000.01 | 36000.01 | 0 | 6821.908 | 267574400 | 6360944
9000 | 12000 | 22054 | 50 | 999999 | 9999999 | 1047256000 | 0.21253 | 65216100 | 64064970 | 18.1005 | 0 | 17.4994 | 5.444 | 14802750 | 13108510 | 12252000 | 17478010 | 20510220 | 32121680 | 0 | 1.0917 | 4115671 | 50000.01 | 40000.01 | 0 | 6753.499 | 267683800 | 5871128
7000 | 5000 | 27460 | 15 | 999999 | 9999999 | 1047264000 | 0.21129 | 66341580 | 47106050 | 16.5693 | 0 | 21.8715 | 4.4826 | 11513250 | 10195510 | 5105000 | 7282506 | 25537800 | 39995520 | 0 | 0.3275 | 1251083 | 15000 | 12000 | 0 | 6218.559 | 274293900 | 7795070
11000 | 10000 | 22054 | 45 | 999999 | 9999999 | 1047276000 | 0.21229 | 65244120 | 63662470 | 18.0909 | 0 | 17.5516 | 5.4372 | 18092250 | 16021510 | 10210000 | 14565010 | 20510220 | 32121680 | 0 | 0.98251 | 3727200 | 45000.01 | 36000.01 | 0 | 6757.94 | 268034000 | 6260138
5000 | 12000 | 22054 | 15 | 999999 | 9999999 | 1047296000 | 0.21136 | 66421270 | 45935970 | 16.4035 | 0 | 22.3003 | 4.4016 | 8223750 | 7282506 | 12252000 | 17478010 | 20510220 | 32121680 | 0 | 0.3275 | 1249821 | 15000 | 12000 | 0 | 6154.444 | 274754700 | 7694241
16077 | 2000 | 27460 | 60 | 999999 | 9999999 | 1047298000 | 0.21264 | 64571690 | 73822450 | 19.1329 | 0 | 15.7734 | 5.9434 | 26442650 | 23416170 | 2042000 | 2913002 | 25537800 | 39995520 | 0 | 1.31 | 5007363 | 60000.01 | 48000.01 | 0 | 7135.505 | 264192500 | 5726170
16000 | 4000 | 27460 | 80 | 999999 | 9999999 | 1047301000 | 0.21328 | 64007040 | 82337800 | 19.9564 | 0 | 14.6249 | 6.3001 | 26316000 | 23304020 | 4084000 | 5826005 | 25537800 | 39995520 | 0 | 1.7467 | 6657515 | 80000.02 | 64000.01 | 0 | 7420.387 | 260720200 | 4749399
| 13000 | 27460 | 45 | 999999 | 9999999 | 1047316000 | 0.21271 | 65910210 | 53660800 | 17.0289 | 0 | 20.005 | 4.833 |  |  | 13273000 | 18934520 | 25537800 | 39995520 | 0 | 0.98251 | 3669614 | 45000.01 | 36000.01 | 0 | 6348.866 | 270982900 | 5625566
13000 | 8000 | 22054 | 40 | 999999 | 9999999 | 1047323000 | 0.21204 | 65273950 | 63259970 | 18.0811 | 0 | 17.6011 | 5.4312 | 21381750 | 18934520 | 8168000 | 11652010 | 20510220 | 32121680 | 0 | 0.87334 | 3330305 | 40000.01 | 32000.01 | 0 | 6762.477 | 268391600 | 6657584
16000 | 14000 | 13405 | 35 | 999999 | 9999999 | 1047336000 | 0.21172 | 65184170 | 64626650 | 18.214 | 0 | 17.289 | 5.5259 | 26316000 | 23304020 | 14294000 | 20391020 | 12466650 | 19524400 | 0 | 0.76418 | 2938041 | 35000.01 | 28000.01 | 0 | 6822.403 | 268358700 | 7149608
16000 | 3000 | 27460 | 70 | 999999 | 9999999 | 1047363000 | 0.21298 | 64297800 | 78016800 | 19.5289 | 0 | 15.1742 | 6.1252 | 26316000 | 23304020 | 3063000 | 4369504 | 25537800 | 39995520 | 0 | 1.5284 | 5822997 | 70000.02 | 56000.01 | 0 | 7271.973 | 262492900 | 5222070
14000 |  | 27460 | 20 | 999999 | 9999999 | 1047372000 | 0.21126 | 65814200 | 55164300 | 17.3935 | 0 | 19.3876 | 5.0053 | 23026500 | 20391020 |  |  | 25537800 | 39995520 | 0 | 0.43667 | 1676067 | 20000 | 16000 | 0 | 6529.609 | 271655300 | 7881277
9000 | 3000 | 27460 | 10 | 999999 | 9999999 | 1047374000 | 0.21105 | 66375540 | 46703550 | 16.561 | 0 | 21.9536 | 4.4721 | 14802750 | 13108510 | 3063000 | 4369504 | 25537800 | 39995520 | 0 | 0.21834 | 835083 | 10000 | 8000.001 | 0 | 6223.314 | 274668800 | 8211648
16000 | 5000 | 27460 | 90 | 999999 | 9999999 | 1047377000 | 0.21357 | 63725440 | 86658800 | 20.3831 | 0 | 14.1126 | 6.4708 | 26316000 | 23304020 | 5105000 | 7282506 | 25537800 | 39995520 | 0 | 1.965 | 7479353 | 90000.02 | 72000.02 | 0 | 7568.946 | 258985600 | 4316194
14000 | 10000 | 22054 | 70 | 999999 | 9999999 | 1047384000 | 0.21305 | 64376780 | 76846720 | 19.3639 | 0 | 15.3436 | 6.0676 | 23026500 | 20391020 | 10210000 | 14565010 | 20510220 | 32121680 | 0 | 1.5284 | 5783103 | 70000.02 | 56000.01 | 0 | 7208.3 | 262950800 | 5122141
16077 | 6000 | 27460 | 100 | 999999 | 9999999 | 1047385000 | 0.21383 | 63430970 | 91106450 | 20.8401 | 0 | 13.6358 | 6.6369 | 26442650 | 23416170 | 6126000 | 8739007 | 25537800 | 39995520 | 0 | 2.1834 | 8313855 | 100000 | 80000.02 | 0 | 7729.523 | 257194400 | 3931685
3000 | 14000 | 27460 | 80 | 999999 | 9999999 | 1047392000 | 0.21376 | 64754100 | 71166050 | 18.7321 | 0 | 16.3004 | 5.744 | 4934250 | 4369504 | 14294000 | 20391020 | 25537800 | 39995520 | 0 | 1.7467 | 6348134 | 80000.02 | 64000.01 | 0 | 6950.062 | 264135200 | 4044401
3000 | 13000 | 27460 | 70 | 999999 | 9999999 | 1047404000 | 0.21346 | 65041550 | 66845050 | 18.3039 | 0 | 17.0389 | 5.5423 | 4934250 | 4369504 | 13273000 | 18934520 | 25537800 | 39995520 | 0 | 1.5284 | 5605548 | 70000.02 | 56000.01 | 0 | 6800.597 | 265894200 | 4494077
7000 | 10000 | 22054 | 10 | 999999 | 9999999 | 1047405000 | 0.21112 | 66455240 | 45533470 | 16.3954 | 0 | 22.3872 | 4.3905 | 11513250 | 10195510 | 10210000 | 14565010 | 20510220 | 32121680 | 0 | 0.21834 | 833821.3 | 10000 | 8000.001 | 0 | 6159.2 | 275129600 | 8110818
14000 | 12000 | 22054 | 90 | 999999 | 9999999 | 1047410000 | 0.21364 | 63805250 | 85488720 | 20.2183 | 0 | 14.2516 | 6.4183 | 23026500 | 20391020 | 12252000 | 17478010 | 20510220 | 32121680 | 0 | 1.965 | 7412019 | 90000.02 | 72000.02 | 0 | 7505.587 | 259446900 | 4222454
16077 | 3000 | 22054 | 10 | 999999 | 9999999 | 1047425000 | 0.21079 | 65940330 | 53315860 | 17.2413 | 0 | 19.8155 | 4.919 | 26442650 | 23416170 | 3063000 | 4369504 | 20510220 | 32121680 | 0 | 0.21834 | 844334.7 | 10000 | 8000.001 | 0 | 6487.149 | 272773400 | 8627521
2000 | 13000 | 22054 |  | 999999 | 9999999 | 1047440000 | 0.21091 | 67018740 | 37072720 | 15.5638 | 0 | 26.1983 | 3.7864 | 3289500 | 2913002 | 13273000 | 18934520 | 20510220 | 32121680 | [5 empty] | 0 | 5852.824 | 278152100 | 8449472
7000 | 13000 | 27460 | 100 | 999999 | 9999999 | 1047441000 | 0.21414 | 63950940 | 83324050 | 19.9956 | 0 | 14.5586 | 6.2865 | 11513250 | 10195510 | 13273000 | 18934520 | 25537800 | 39995520 | 0 | 2.1834 | 7931872 | 100000 | 80000.02 | 0 | 7405.82 | 259571700 | 3473273
14000 | 15936 | 13405 | 40 | 999999 | 9999999 | 1047458000 | 0.21202 | 65169860 | 64963810 | 18.198 | 0 | 17.2361 | 5.5329 | 23026500 | 20391020 | 16270660 | 23210800 | 12466650 | 19524400 | 0 | 0.87334 | 3339850 | 40000.01 | 32000.01 | 0 | 6807.701 | 268067000 | 6729046
16000 | 2000 | 27460 | 60 | 999999 | 9999999 | 1047476000 | 0.21269 | 64591860 | 73695800 | 19.1016 | 0 | 15.7757 | 5.9424 | 26316000 | 23304020 | 2042000 | 2913002 | 25537800 | 39995520 | 0 | 1.31 | 5001246 | 60000.01 | 48000.01 | 0 | 7123.413 | 264279500 | 5707202
7000 | 8000 | 27460 | 50 | 999999 | 9999999 | 1047477000 | 0.21267 | 65386370 | 61719050 | 17.8576 | 0 | 17.9773 | 5.3151 | 11513250 | 10195510 | 8168000 | 11652010 | 25537800 | 39995520 | 0 | 1.0917 | 4095343 | 50000.01 | 40000.01 | 0 | 6659.907 | 268359000 | 5726436
9000 | 6000 | 27460 | 45 | 999999 | 9999999 | 1047492000 | 0.21242 | 65414080 | 61316550 | 17.8483 | 0 | 18.034 | 5.3075 | 14802750 | 13108510 | 6126000 | 8739007 | 25537800 | 39995520 | 0 | 0.98251 | 3708284 | 45000.01 | 36000.01 | 0 | 6664.332 | 268707800 | 6114031
14000 | 5000 | 22054 | 15 | 999999 | 9999999 | 1047494000 | 0.21108 | 65926600 | 53591720 | 17.2191 | 0 | 19.767 | 4.9237 | 23026500 | 20391020 | 5105000 | 7282506 | 20510220 | 32121680 | 0 | 0.3275 | 1259408 | 15000 | 12000 | 0 | 6470.242 | 272485800 | 8191720
16077 | 1000 | 27460 | 50 | 999999 | 9999999 | 1047497000 | 0.21235 | 64871520 | 69501450 | 18.7054 | 0 | 16.431 | 5.7535 | 26442650 | 23416170 | 1021000 | 1456501 | 25537800 | 39995520 | 0 | 1.0917 | 4183346 | 50000.01 | 40000.01 | 0 | 6986.971 | 266003100 | 6235585
5000 | 15936 | 22054 | 60 | 999999 | 9999999 | 1047514000 | 0.21308 | 65184190 | 64804620 | 18.0929 | 0 | 17.376 | 5.4628 | 8223750 | 7282506 | 16270660 | 23210800 | 20510220 | 32121680 | 0 | 1.31 | 4858135 | 60000.01 | 48000.01 | 0 | 6734.903 | 267085300 | 5109715
3000 | 8000 | 27460 | 15 | 999999 | 9999999 | 1047515000 | 0.2115 | 66591420 | 43590050 | 16.1607 | 0 | 23.2015 | 4.2402 | 4934250 | 4369504 | 8168000 | 11652010 | 25537800 | 39995520 | 0 | 0.3275 | 1248750 | 15000 | 12000 | 0 | 6060.632 | 275429300 | 7547108
7000 | 13000 | 22054 | 45 | 999999 | 9999999 | 1047525000 | 0.2125 | 65493880 | 60146470 | 17.6822 | 0 | 18.2971 | 5.2392 | 11513250 | 10195510 | 13273000 | 18934520 | 20510220 | 32121680 | 0 | 0.98251 | 3697758 | 45000.01 | 36000.01 | 0 | 6600.323 | 269169100 | 6014583
16077 | 13000 | 13405 | 25 | 999999 | 9999999 | 1047534000 | 0.21139 | 65475540 | 60432300 | 17.8188 | 0 | 18.102 | 5.3189 | 26442650 | 23416170 | 13273000 | 18934520 | 12466650 | 19524400 | 0 | 0.54584 | 2101977 | 25000.01 | 20000 | 0 | 6686.169 | 270131100 | 7728604
11000 | 4000 | 27460 | 40 | 999999 | 9999999 | 1047535000 | 0.21218 | 65443650 | 60914050 | 17.8388 | 0 | 18.0879 | 5.3006 | 18092250 | 16021510 | 4084000 | 5826005 | 25537800 | 39995520 | 0 | 0.87334 | 3312598 | 40000.01 | 32000.01 | 0 | 6668.855 | 269064400 | 6510267
3000 | 12000 | 27460 | 60 | 999999 | 9999999 | 1047553000 | 0.21317 | 65338000 | 62524050 | 17.8755 | 0 | 17.8529 | 5.3335 | 4934250 | 4369504 | 12252000 | 17478010 | 25537800 | 39995520 | 0 | 1.31 | 4836930 | 60000.01 | 48000.01 | 0 | 6651.43 | 267690700 | 4983820
16077 | 6000 | 22054 | 45 | 999999 | 9999999 | 1047555000 | 0.21217 | 64979650 | 67928860 | 18.5299 | 0 | 16.6833 | 5.6857 | 26442650 | 23416170 | 6126000 | 8739007 | 20510220 | 32121680 | 0 | 0.98251 | 3769212 | 45000.01 | 36000.01 | 0 | 6927.576 | 266815800 | 6528003
16000 | 6000 | 27460 | 100 | 999999 | 9999999 | 1047565000 | 0.21388 | 63451330 | 90979800 | 20.8089 | 0 | 13.6343 | 6.6371 | 26316000 | 23304020 | 6126000 | 8739007 | 25537800 | 39995520 | 0 | 2.1834 | 8297876 | 100000 | 80000.02 | 0 | 7717.543 | 257282200 | 3914491
13000 | 2000 | 27460 | 35 | 999999 | 9999999 | 1047603000 | 0.21193 | 65474850 | 60511550 | 17.8291 | 0 | 18.1394 | 5.2943 | 21381750 | 18934520 | 2042000 | 2913002 | 25537800 | 39995520 | 0 | 0.76418 | 2909403 | 35000.01 | 28000.01 | 0 | 6673.464 | 269427800 | 6914021
16000 | 3000 | 22054 | 10 | 999999 | 9999999 | 1047603000 | 0.21084 | 65960560 | 53189220 | 17.21 | 0 | 19.8279 | 4.9162 | 26316000 | 23304020 | 3063000 | 4369504 | 20510220 | 32121680 | 0 | 0.21834 | 843407.8 | 10000 | 8000.001 | 0 | 6474.998 | 272860700 | 8608297
14000 | 13000 | 22054 | 100 | 999999 | 9999999 | 1047605000 | 0.21394 | 63531560 | 89809720 | 20.6443 | 0 | 13.7608 | 6.5869 | 23026500 | 20391020 | 13273000 | 18934520 | 20510220 | 32121680 | 0 | 2.1834 | 8215155 | 100000 | 80000.02 | 0 | 7654.36 | 257745200 | 3824060
5000 | 6000 | 27460 | 10 | 999999 | 9999999 | 1047624000 | 0.21126 | 66625370 | 43187550 | 16.1529 | 0 | 23.2994 | 4.2279 | 8223750 | 7282506 | 6126000 | 8739007 | 25537800 | 39995520 | 0 | 0.21834 | 832799.8 | 10000 | 8000.001 | 0 | 6065.387 | 275804200 | 7963636
2000 | 15936 | 22054 | 35 | 999999 | 9999999 | 1047628000 | 0.21233 | 66066230 | 51620380 | 16.8193 | 0 | 20.4912 | 4.7394 | 3289500 | 2913002 | 16270660 | 23210800 | 20510220 | 32121680 | 0 | 0.76418 | 2876040 | 35000.01 | 28000.01 | 0 | 6283.699 | 272229700 | 6301564
11000 | 6000 | 22054 |  | 999999 | 9999999 | 1047630000 | 0.21063 | 66523560 | 44728470 | 16.3792 | 0 | 22.5637 | 4.3681 | 18092250 | 16021510 | 6126000 | 8739007 | 20510220 | 32121680 | [5 empty] | 0 | 6168.731 | 275881100 | 8945797
| 12000 | 27460 | 35 | 999999 | 9999999 | 1047654000 | 0.21242 | 66219280 | 49339800 | 16.6019 | 0 | 21.2213 | 4.5887 |  |  | 12252000 | 17478010 | 25537800 | 39995520 | 0 | 0.76418 | 2873191 | 35000.01 | 28000.01 | 0 | 6200.016 | 272831900 | 6170711
3000 | 13000 | 22054 | 10 | 999999 | 9999999 | 1047658000 | 0.21133 | 66705210 | 42017470 | 15.987 | 0 | 23.8033 | 4.1429 | 4934250 | 4369504 | 13273000 | 18934520 | 20510220 | 32121680 | 0 | 0.21834 | 832512.1 | 10000 | 8000.001 | 0 | 6001.261 | 276265700 | 7863337
16000 | 1000 | 27460 | 50 | 999999 | 9999999 | 1047675000 | 0.21239 | 64891700 | 69374800 | 18.6741 | 0 | 16.4346 | 5.7523 | 26316000 | 23304020 | 1021000 | 1456501 | 25537800 | 39995520 | 0 | 1.0917 | 4179059 | 50000.01 | 40000.01 | 0 | 6974.858 | 266090100 | 6216487
14000 | 8000 | 22054 | 50 | 999999 | 9999999 | 1047701000 | 0.21247 | 64971030 | 68204720 | 18.5087 | 0 | 16.643 | 5.6894 | 23026500 | 20391020 | 8168000 | 11652010 | 20510220 | 32121680 | 0 | 1.0917 | 4157786 | 50000.01 | 40000.01 | 0 | 6910.972 | 266549400 | 6116153
13000 | 7000 | 22054 | 30 | 999999 | 9999999 | 1047702000 | 0.21175 | 65585730 | 58938970 | 17.6541 | 0 | 18.4612 | 5.2185 | 21381750 | 18934520 | 7147000 | 10195510 | 20510220 | 32121680 | 0 | 0.65501 | 2496199 | 30000.01 | 24000 | 0 | 6614.058 | 270252000 | 7217810
16000 | 13000 | 13405 | 25 | 999999 | 9999999 | 1047713000 | 0.21144 | 65495780 | 60305650 | 17.7875 | 0 | 18.1095 | 5.3169 | 26316000 | 23304020 | 13273000 | 18934520 | 12466650 | 19524400 | 0 | 0.54584 | 2099983 | 25000.01 | 20000 | 0 | 6674.029 | 270218400 | 7709492
2000 | 10000 | 27460 | 30 | 999999 | 9999999 | 1047725000 | 0.21217 | 66250660 | 48937300 | 16.5938 | 0 | 21.3021 | 4.5779 | 3289500 | 2913002 | 10210000 | 14565010 | 25537800 | 39995520 | 0 | 0.65501 | 2469191 | 30000.01 | 24000 | 0 | 6204.634 | 273196000 | 6575272
16000 | 6000 | 22054 | 45 | 999999 | 9999999 | 1047732000 | 0.21222 | 64999820 | 67802220 | 18.4985 | 0 | 16.6875 | 5.6843 | 26316000 | 23304020 | 6126000 | 8739007 | 20510220 | 32121680 | 0 | 0.98251 | 3765708 | 45000.01 | 36000.01 | 0 | 6915.454 | 266902800 | 6508775
7000 | 7000 | 27460 | 40 | 999999 | 9999999 | 1047783000 | 0.21239 | 65693290 | 57398050 | 17.4301 | 0 | 18.8974 | 5.0959 | 11513250 | 10195510 | 7147000 | 10195510 | 25537800 | 39995520 | 0 | 0.87334 | 3291752 | 40000.01 | 32000.01 | 0 | 6511.139 | 270199100 | 6263350
13000 | 14000 | 13405 | 10 | 999999 | 9999999 | 1047787000 | 0.21098 | 66088580 | 51442400 | 16.946 | 0 | 20.3167 | 4.8069 | 21381750 | 18934520 | 14294000 | 20391020 | 12466650 | 19524400 | 0 | 0.21834 | 838789.6 | 10000 | 8000.001 | 0 | 6372.539 | 273596300 | 8446407
16077 |  | 27460 | 40 | 999999 | 9999999 | 1047812000 | 0.21206 | 65178980 | 65180440 | 18.2779 | 0 | 17.1533 | 5.5563 | 26442650 | 23416170 |  |  | 25537800 | 39995520 | 0 | 0.87334 | 3346693 | 40000.01 | 32000.01 | 0 | 6838.582 | 267845500 | 6778079
5000 | 14000 | 22054 | 40 | 999999 | 9999999 | 1047815000 | 0.21246 | 65773040 | 56227970 | 17.2639 | 0 | 19.1946 | 5.0244 | 8223750 | 7282506 | 14294000 | 20391020 | 20510220 | 32121680 | 0 | 0.87334 | 3285046 | 40000.01 | 32000.01 | 0 | 6447.086 | 270660200 | 6163271
9000 | 2000 | 27460 |  | 999999 | 9999999 | 1047846000 | 0.21077 | 66693480 | 42382550 | 16.1373 | 0 | 23.4989 | 4.2029 | 14802750 | 13108510 | 2042000 | 2913002 | 25537800 | 39995520 | [5 empty] | 0 | 6074.907 | 276554800 | 8797591
9000 | 5000 | 27460 | 35 | 999999 | 9999999 | 1047847000 | 0.21214 | 65724210 | 56995550 | 17.4209 | 0 | 18.9564 | 5.0883 | 14802750 | 13108510 | 5105000 | 7282506 | 25537800 | 39995520 | 0 | 0.76418 | 2889846 | 35000.01 | 28000.01 | 0 | 6515.733 | 270561300 | 6665814
11000 | 15936 | 13405 | 15 | 999999 | 9999999 | 1047870000 | 0.21127 | 66071740 | 51779560 | 16.9287 | 0 | 20.2446 | 4.8166 | 18092250 | 16021510 | 16270660 | 23210800 | 12466650 | 19524400 | 0 | 0.3275 | 1254539 | 15000 | 12000 | 0 | 6357.677 | 273294000 | 8013892
7000 | 12000 | 22054 | 35 | 999999 | 9999999 | 1047876000 | 0.21221 | 65803800 | 55825470 | 17.255 | 0 | 19.2566 | 5.0163 | 11513250 | 10195510 | 12252000 | 17478010 | 20510220 | 32121680 | 0 | 0.76418 | 2883832 | 35000.01 | 28000.01 | 0 | 6451.673 | 271021800 | 6565041
16077 | 5000 | 22054 | 35 | 999999 | 9999999 | 1047906000 | 0.21188 | 65289580 | 63607860 | 18.1025 | 0 | 17.4323 | 5.4853 | 26442650 | 23416170 | 5105000 | 7282506 | 20510220 | 32121680 | 0 | 0.76418 | 2929004 | 35000.01 | 28000.01 | 0 | 6779.227 | 268668400 | 7081090
16077 | 2000 | 22054 |  | 999999 | 9999999 | 1047907000 | 0.21051 | 66258930 | 48994860 | 16.817 | 0 | 20.9881 | 4.6757 | 26442650 | 23416170 | 2042000 | 2913002 | 20510220 | 32121680 | [5 empty] | 0 | 6338.848 | 274662200 | 9217166
11000 | 3000 | 27460 | 30 | 999999 | 9999999 | 1047917000 | 0.21189 | 65755580 | 56593050 | 17.4118 | 0 | 19.0151 | 5.0808 | 18092250 | 16021510 | 3063000 | 4369504 | 25537800 | 39995520 | 0 | 0.65501 | 2485846 | 30000.01 | 24000 | 0 | 6520.352 | 270925500 | 7070375
14000 | 2000 | 27460 | 45 | 999999 | 9999999 | 1047941000 | 0.21235 | 65169240 | 65456300 | 18.2565 | 0 | 17.1124 | 5.56 | 23026500 | 20391020 | 2042000 | 2913002 | 25537800 | 39995520 | 0 | 0.98251 | 3741269 | 45000.01 | 36000.01 | 0 | 6821.908 | 267574400 | 6360944
9000 | 10000 | 22054 | 30 | 999999 | 9999999 | 1047947000 | 0.21196 | 65835170 | 55422970 | 17.246 | 0 | 19.318 | 5.0083 | 14802750 | 13108510 | 10210000 | 14565010 | 20510220 | 32121680 | 0 | 0.65501 | 2479832 | 30000.01 | 24000 | 0 | 6456.291 | 271385900 | 6969602
16077 | 12000 | 13405 | 15 | 999999 | 9999999 | 1047948000 | 0.21111 | 65789600 | 56111300 | 17.3932 | 0 | 19.0284 | 5.0981 | 26442650 | 23416170 | 12252000 | 17478010 | 12466650 | 19524400 | 0 | 0.3275 | 1265150 | 15000 | 12000 | 0 | 6537.781 | 272001000 | 8298576
3000 | 15936 | 27460 | 100 | 999999 | 9999999 | 1047955000 | 0.2144 | 64222550 | 79742700 | 19.5604 | 0 | 14.9947 | 6.132 | 4934250 | 4369504 | 16270660 | 23210800 | 25537800 | 39995520 | 0 | 2.1834 | 7776008 | 100000 | 80000.02 | 0 | 7239.539 | 260799100 | 3244085
3000 | 15936 | 22054 | 45 | 999999 | 9999999 | 1047977000 | 0.21276 | 65761380 | 56565130 | 17.2464 | 0 | 19.122 | 5.035 | 4934250 | 4369504 | 16270660 | 23210800 | 20510220 | 32121680 | 0 | 0.98251 | 3676268 | 45000.01 | 36000.01 | 0 | 6432.505 | 270379400 | 5754817
13000 | 1000 | 27460 | 25 | 999999 | 9999999 | 1047987000 | 0.21164 | 65786950 | 56190550 | 17.4027 | 0 | 19.0744 | 5.0732 | 21381750 | 18934520 | 1021000 | 1456501 | 25537800 | 39995520 | 0 | 0.54584 | 2081846 | 25000.01 | 20000 | 0 | 6524.97 | 271289600 | 7474935
16000 |  | 27460 | 40 | 999999 | 9999999 | 1047989000 | 0.21211 | 65199160 | 65053800 | 18.2465 | 0 | 17.1586 | 5.5547 | 26316000 | 23304020 |  |  | 25537800 | 39995520 | 0 | 0.87334 | 3343954 | 40000.01 | 32000.01 | 0 | 6826.45 | 267932500 | 6758810
14000 | 7000 | 22054 | 40 | 999999 | 9999999 | 1048015000 | 0.21218 | 65278460 | 63883720 | 18.0811 | 0 | 17.3922 | 5.4887 | 23026500 | 20391020 | 7147000 | 10195510 | 20510220 | 32121680 | 0 | 0.87334 | 3330305 | 40000.01 | 32000.01 | 0 | 6762.477 | 268391600 | 6657584
11000 | 8000 | 22054 | 25 | 999999 | 9999999 | 1048017000 | 0.21171 | 65866540 | 55020470 | 17.2371 | 0 | 19.38 | 5.0003 | 18092250 | 16021510 | 8168000 | 11652010 | 20510220 | 32121680 | 0 | 0.54584 | 2075832 | 25000.01 | 20000 | 0 | 6460.91 | 271750000 | 7374163
14000 | 14000 | 13405 | 20 | 999999 | 9999999 | 1048033000 | 0.2114 | 65776900 | 56387150 | 17.3711 | 0 | 18.9824 | 5.1024 | 23026500 | 20391020 | 14294000 | 20391020 | 12466650 | 19524400 | 0 | 0.43667 | 1675227 | 20000 | 16000 | 0 | 6520.931 | 271717600 | 7867591
3000 | 10000 | 27460 | 40 | 999999 | 9999999 | 1048035000 | 0.2126 | 65943250 | 53882050 | 17.0204 | 0 | 19.8069 | 4.8829 | 4934250 | 4369504 | 10210000 | 14565010 | 25537800 | 39995520 | 0 | 0.87334 | 3278767 | 40000.01 | 32000.01 | 0 | 6353.333 | 271335100 | 6016956
16000 | 5000 | 22054 | 35 | 999999 | 9999999 | 1048084000 | 0.21193 | 65309770 | 63481220 | 18.0711 | 0 | 17.4382 | 5.4836 | 26316000 | 23304020 | 5105000 | 7282506 | 20510220 | 32121680 | 0 | 0.76418 | 2926577 | 35000.01 | 28000.01 | 0 | 6767.092 | 268755500 | 7061873
16000 | 2000 | 22054 |  | 999999 | 9999999 | 1048085000 | 0.21056 | 66279140 | 48868220 | 16.7858 | 0 | 21.0046 | 4.6723 | 26316000 | 23304020 | 2042000 | 2913002 | 20510220 | 32121680 | [5 empty] | 0 | 6326.685 | 274749300 | 9197741
13000 | 6000 | 22054 | 20 | 999999 | 9999999 | 1048093000 | 0.21147 | 65898240 | 54617970 | 17.2281 | 0 | 19.4421 | 4.9923 | 21381750 | 18934520 | 6126000 | 8739007 | 20510220 | 32121680 | 0 | 0.43667 | 1670306 | 20000 | 16000 | 0 | 6465.545 | 272115400 | 7780252
5000 | 8000 | 27460 | 35 | 999999 | 9999999 | 1048093000 | 0.21235 | 65973800 | 53479550 | 17.0118 | 0 | 19.8752 | 4.8737 | 8223750 | 7282506 | 8168000 | 11652010 | 25537800 | 39995520 | 0 | 0.76418 | 2878566 | 35000.01 | 28000.01 | 0 | 6357.909 | 271695800 | 6417713

## processing3
PV RES (kW): | PC COMM (kW): | PV FIELD (kW): | BESS (#): | NPC ($): | NPC (M$): | LCOE ($/kWh): | Operating costs ($/yr): | Operating costs (M$/yr): | CAPEX ($): | CAPEX (M$): | IRR (%): | Simple payback (yr): | PV RES production (kWh/yr): | PV COMM production (kWh/yr): | PV FIELD production (kWh/yr): | BES throughput (kWh/yr): | GRID purchase (kWh/yr): | GRID sold (kWh/yr): | Total PV electricity (kWh/year): | PV+GRID (kWh/yr): | System el consumption (kWh/yr): | Self-supply (kWh/yr): | Self-consumption (%): | Self-Sufficiency (%): | Ren GRID (kWh/yr): | Ren fraction (%):
16077 | 15936 | 27460 | 20 | 999859300 | 999.8593 | 0.19821 | 61356780 | 61.3568 | 74851100 | 74.8511 | 19.9946 | 4.8732 | 23416170 | 23210800 | 39995520 | 3839101 | 252696100 | 13629620 | 86622490 | 339318590 | 325688970 | 72992870 | 84.27% | 22.41% | 202156880 | 88.67% | 88.67% | 88.67% | 22.41%
16077 | 15936 | 27460 | 15 | 999952100 | 999.9521 | 0.19774 | 61472390 | 61.4724 | 73201100 | 73.2011 | 20.3028 | 4.8093 | 23416170 | 23210800 | 39995520 | 3006765 | 253446200 | 14463110 | 86622490 | 340068690 | 325605580 | 72159380 | 83.3% | 22.16% | 202756960 | 88.87% | 88.87% | 88.87% | 22.16%
16000 | 15936 | 27460 | 20 | 999967600 | 999.9676 | 0.19825 | 61372370 | 61.3724 | 74724460 | 74.7245 | 20.0104 | 4.8697 | 23304020 | 23210800 | 39995520 | 3831132 | 252763900 | 13591740 | 86510340 | 339274240 | 325682500 | 72918600 | 84.29% | 22.39% | 202211120 | 88.65% | 88.65% | 88.65% | 22.39%
16000 | 15936 | 27460 | 15 | 1000044000 | 1000.044 | 0.19778 | 61486900 | 61.4869 | 73074460 | 73.0745 | 20.3203 | 4.8054 | 23304020 | 23210800 | 39995520 | 3001616 | 253511500 | 14422410 | 86510340 | 340021840 | 325599430 | 72087930 | 83.33% | 22.14% | 202809200 | 88.86% | 88.86% | 88.86% | 22.14%
16077 | 15936 | 27460 | 25 | 1000070000 | 1000.07 | 0.19869 | 61261320 | 61.2613 | 76501100 | 76.5011 | 19.671 | 4.9423 | 23416170 | 23210800 | 39995520 | 4581122 | 252027300 | 12886570 | 86622490 | 338649790 | 325763220 | 73735920 | 85.12% | 22.63% | 201621840 | 88.48% | 88.48% | 88.48% | 22.63%
16000 | 15936 | 27460 | 25 | 1000189000 | 1000.189 | 0.19874 | 61277640 | 61.2776 | 76374460 | 76.3745 | 19.685 | 4.9391 | 23304020 | 23210800 | 39995520 | 4569784 | 252098200 | 12852060 | 86510340 | 338608540 | 325756480 | 73658280 | 85.14% | 22.61% | 201678560 | 88.47% | 88.47% | 88.47% | 22.61%
16077 | 15936 | 27460 | 10 | 1000433000 | 1000.433 | 0.19729 | 61613720 | 61.6137 | 71551100 | 71.5511 | 20.594 | 4.7502 | 23416170 | 23210800 | 39995520 | 2084501 | 254277400 | 15386650 | 86622490 | 340899890 | 325513240 | 71235840 | 82.24% | 21.88% | 203421920 | 89.1% | 89.1% | 89.1% | 21.88%
16000 | 15936 | 27460 | 10 | 1000520000 | 1000.52 | 0.19733 | 61627920 | 61.6279 | 71424460 | 71.4245 | 20.6132 | 4.7461 | 23304020 | 23210800 | 39995520 | 2081852 | 254340500 | 15343450 | 86510340 | 340850840 | 325507390 | 71166890 | 82.26% | 21.86% | 203472400 | 89.09% | 89.09% | 89.09% | 21.86%
16077 | 15936 | 27460 | 30 | 1000606000 | 1000.606 | 0.19918 | 61187400 | 61.1874 | 78151100 | 78.1511 | 19.33 | 5.0172 | 23416170 | 23210800 | 39995520 | 5223583 | 251448300 | 12243210 | 86622490 | 338070790 | 325827580 | 74379280 | 85.87% | 22.83% | 201158640 | 88.32% | 88.32% | 88.32% | 22.83%
16000 | 15936 | 27460 | 30 | 1000737000 | 1000.737 | 0.19923 | 61204530 | 61.2045 | 78024460 | 78.0245 | 19.342 | 5.0144 | 23304020 | 23210800 | 39995520 | 5208472 | 251522600 | 12212490 | 86510340 | 338032940 | 325820450 | 74297850 | 85.88% | 22.8% | 201218080 | 88.31% | 88.31% | 88.31% | 22.8%
16077 | 15936 | 27460 | 35 | 1001434000 | 1001.434 | 0.19968 | 61132880 | 61.1329 | 79801100 | 79.8011 | 18.9753 | 5.0975 | 23416170 | 23210800 | 39995520 | 5776298 | 250950200 | 11689730 | 86622490 | 337572690 | 325882960 | 74932760 | 86.5% | 22.99% | 200760160 | 88.19% | 88.19% | 88.19% | 22.99%
16000 | 15936 | 27460 | 35 | 1001577000 | 1001.577 | 0.19972 | 61150760 | 61.1508 | 79674460 | 79.6745 | 18.9855 | 5.095 | 23304020 | 23210800 | 39995520 | 5757724 | 251027600 | 11662480 | 86510340 | 337537940 | 325875460 | 74847860 | 86.52% | 22.97% | 200822080 | 88.17% | 88.17% | 88.17% | 22.97%
16077 | 15936 | 27460 |  | 1001856000 | 1001.856 | 0.19635 | 61927030 | 61.927 | 68251100 | 68.2511 | 21.1377 | 4.6448 | 23416170 | 23210800 | 39995520 |  | 256156000 | 17474050 | 86622490 | 342778490 | 325304440 | 69148440 | 79.83% | 21.26% | 204924800 | 89.62% | 89.62% | 89.62% | 21.26%
16000 | 15936 | 27460 |  | 1001939000 | 1001.939 | 0.19639 | 61940900 | 61.9409 | 68124460 | 68.1245 | 21.1595 | 4.6403 | 23304020 | 23210800 | 39995520 |  | 256216700 | 17428190 | 86510340 | 342727040 | 325298850 | 69082150 | 79.85% | 21.24% | 204973360 | 89.6% | 89.6% | 89.6% | 21.24%
16077 | 15936 | 27460 | 40 | 1002405000 | 1002.405 | 0.20018 | 61087840 | 61.0878 | 81451100 | 81.4511 | 18.6206 | 5.1801 | 23416170 | 23210800 | 39995520 | 6285211 | 250491500 | 11180110 | 86622490 | 337113990 | 325933880 | 75442380 | 87.09% | 23.15% | 200393200 | 88.06% | 88.06% | 88.06% | 23.15%
16000 | 15936 | 27460 | 40 | 1002552000 | 1002.552 | 0.20023 | 61105980 | 61.106 | 81324460 | 81.3245 | 18.6297 | 5.1778 | 23304020 | 23210800 | 39995520 | 6265420 | 250570000 | 11154080 | 86510340 | 337080340 | 325926260 | 75356260 | 87.11% | 23.12% | 200456000 | 88.05% | 88.05% | 88.05% | 23.12%
14000 | 15936 | 27460 | 15 | 1002759000 | 1002.759 | 0.19892 | 61885160 | 61.8852 | 69784960 | 69.785 | 20.7816 | 4.7063 | 20391020 | 23210800 | 39995520 | 2850012 | 255247700 | 13406440 | 83597340 | 338845040 | 325438600 | 70190900 | 83.96% | 21.57% | 204198160 | 88.43% | 88.43% | 88.43% | 21.57%
14000 | 15936 | 27460 | 10 | 1002910000 | 1002.91 | 0.19844 | 62004600 | 62.0046 | 68134960 | 68.135 | 21.1217 | 4.6398 | 20391020 | 23210800 | 39995520 | 1997142 | 256016400 | 14260490 | 83597340 | 339613740 | 325353250 | 69336850 | 82.94% | 21.31% | 204813120 | 88.65% | 88.65% | 88.65% | 21.31%
14000 | 15936 | 27460 | 20 | 1002944000 | 1002.944 | 0.1994 | 61788000 | 61.788 | 71434960 | 71.435 | 20.4227 | 4.7786 | 20391020 | 23210800 | 39995520 | 3599899 | 254571900 | 12655510 | 83597340 | 338169240 | 325513730 | 70941830 | 84.86% | 21.79% | 203657520 | 88.25% | 88.25% | 88.25% | 21.79%
16077 | 15936 | 27460 | 45 | 1003476000 | 1003.476 | 0.20068 | 61049480 | 61.0495 | 83101100 | 83.1011 | 18.2694 | 5.2643 | 23416170 | 23210800 | 39995520 | 6763243 | 250060700 | 10701420 | 86622490 | 336683190 | 325981770 | 75921070 | 87.65% | 23.29% | 200048560 | 87.94% | 87.94% | 87.94% | 23.29%
14000 | 15936 | 27460 | 25 | 1003506000 | 1003.506 | 0.19989 | 61715830 | 61.7158 | 73084960 | 73.085 | 20.0418 | 4.8578 | 20391020 | 23210800 | 39995520 | 4234222 | 254000200 | 12020310 | 83597340 | 337597540 | 325577230 | 71577030 | 85.62% | 21.98% | 203200160 | 88.09% | 88.09% | 88.09% | 21.98%
16000 | 15936 | 27460 | 45 | 1003629000 | 1003.629 | 0.20073 | 61067980 | 61.068 | 82974460 | 82.9745 | 18.2774 | 5.2622 | 23304020 | 23210800 | 39995520 | 6741778 | 250140700 | 10677060 | 86510340 | 336651040 | 325973980 | 75833280 | 87.66% | 23.26% | 200112560 | 87.93% | 87.93% | 87.93% | 23.26%
16077 | 14000 | 27460 | 15 | 1003897000 | 1003.897 | 0.1991 | 61865160 | 61.8652 | 71224450 | 71.2245 | 20.3452 | 4.7997 | 23416170 | 20391020 | 39995520 | 2862007 | 255122600 | 13475230 | 83802710 | 338925310 | 325450080 | 70327480 | 83.92% | 21.61% | 204098080 | 88.46% | 88.46% | 88.46% | 21.61%
16000 | 14000 | 27460 | 15 | 1004007000 | 1004.007 | 0.19915 | 61880850 | 61.8809 | 71097800 | 71.0978 | 20.3622 | 4.796 | 23304020 | 20391020 | 39995520 | 2855438 | 255190900 | 13437660 | 83690560 | 338881460 | 325443800 | 70252900 | 83.94% | 21.59% | 204152720 | 88.45% | 88.45% | 88.45% | 21.59%
16077 | 14000 | 27460 | 20 | 1004062000 | 1004.062 | 0.19959 | 61766640 | 61.7666 | 72874450 | 72.8744 | 20.0037 | 4.8707 | 23416170 | 20391020 | 39995520 | 3618136 | 254441200 | 12718050 | 83802710 | 338243910 | 325525860 | 71084660 | 84.82% | 21.84% | 203552960 | 88.27% | 88.27% | 88.27% | 21.84%
16077 | 14000 | 27460 | 10 | 1004069000 | 1004.069 | 0.19863 | 61986020 | 61.986 | 69574450 | 69.5744 | 20.6678 | 4.7345 | 23416170 | 20391020 | 39995520 | 2004327 | 255895600 | 14334100 | 83802710 | 339698310 | 325364210 | 69468610 | 82.9% | 21.35% | 204716480 | 88.68% | 88.68% | 88.68% | 21.35%
14000 | 15936 | 27460 |  | 1004161000 | 1004.161 | 0.19751 | 62306500 | 62.3065 | 64834960 | 64.835 | 21.7466 | 4.5227 | 20391020 | 23210800 | 39995520 |  | 257816300 | 16260410 | 83597340 | 341413640 | 325153230 | 67336930 | 80.55% | 20.71% | 206253040 | 89.14% | 89.14% | 89.14% | 20.71%
16000 | 14000 | 27460 | 10 | 1004165000 | 1004.165 | 0.19867 | 62000790 | 62.0008 | 69447800 | 69.4478 | 20.6866 | 4.7305 | 23304020 | 20391020 | 39995520 | 2000385 | 255961600 | 14293900 | 83690560 | 339652160 | 325358260 | 69396660 | 82.92% | 21.33% | 204769280 | 88.66% | 88.66% | 88.66% | 21.33%
16000 | 14000 | 27460 | 20 | 1004183000 | 1004.183 | 0.19963 | 61783070 | 61.7831 | 72747800 | 72.7478 | 20.0187 | 4.8674 | 23304020 | 20391020 | 39995520 | 3608159 | 254512500 | 12683900 | 83690560 | 338203060 | 325519160 | 71006660 | 84.84% | 21.81% | 203610000 | 88.26% | 88.26% | 88.26% | 21.81%
13000 | 15936 | 27460 | 15 | 1004233000 | 1004.233 | 0.19949 | 62092030 | 62.092 | 68140210 | 68.1402 | 21.0166 | 4.6572 | 18934520 | 23210800 | 39995520 | 2760690 | 256147800 | 12931780 | 82140840 | 338288640 | 325356860 | 69209060 | 84.26% | 21.27% | 204918240 | 88.23% | 88.23% | 88.23% | 21.27%
13000 | 15936 | 27460 | 10 | 1004257000 | 1004.257 | 0.19901 | 62203040 | 62.203 | 66490210 | 66.4902 | 21.3834 | 4.5867 | 18934520 | 23210800 | 39995520 | 1946780 | 256881300 | 13746820 | 82140840 | 339022140 | 325275320 | 68394020 | 83.26% | 21.03% | 205505040 | 88.43% | 88.43% | 88.43% | 21.03%
14000 | 15936 | 27460 | 30 | 1004378000 | 1004.378 | 0.20039 | 61664210 | 61.6642 | 74734960 | 74.735 | 19.6464 | 4.9427 | 20391020 | 23210800 | 39995520 | 4773569 | 253514100 | 11480210 | 83597340 | 337111440 | 325631230 | 72117130 | 86.27% | 22.15% | 202811280 | 87.95% | 87.95% | 87.95% | 22.15%
13000 | 15936 | 27460 | 20 | 1004585000 | 1004.585 | 0.19998 | 62005960 | 62.006 | 69790210 | 69.7902 | 20.6276 | 4.7344 | 18934520 | 23210800 | 39995520 | 3459308 | 255518200 | 12232190 | 82140840 | 337659040 | 325426850 | 69908650 | 85.11% | 21.48% | 204414560 | 88.06% | 88.06% | 88.06% | 21.48%
16077 | 14000 | 27460 | 25 | 1004596000 | 1004.596 | 0.20008 | 61692630 | 61.6926 | 74524450 | 74.5245 | 19.6405 | 4.9487 | 23416170 | 20391020 | 39995520 | 4261010 | 253861800 | 12074290 | 83802710 | 337664510 | 325590220 | 71728420 | 85.59% | 22.03% | 203089440 | 88.11% | 88.11% | 88.11% | 22.03%
16077 | 15936 | 27460 | 50 | 1004624000 | 1004.624 | 0.20119 | 61016180 | 61.0162 | 84751100 | 84.7511 | 17.9235 | 5.3495 | 23416170 | 23210800 | 39995520 | 7217867 | 249650900 | 10246160 | 86622490 | 336273390 | 326027230 | 76376330 | 88.17% | 23.43% | 199720720 | 87.83% | 87.83% | 87.83% | 23.43%
16000 | 14000 | 27460 | 25 | 1004732000 | 1004.732 | 0.20012 | 61710060 | 61.7101 | 74397800 | 74.3978 | 19.6532 | 4.9457 | 23304020 | 20391020 | 39995520 | 4246420 | 253937300 | 12044750 | 83690560 | 337627860 | 325583110 | 71645810 | 85.61% | 22.01% | 203149840 | 88.1% | 88.1% | 88.1% | 22.01%
16000 | 15936 | 27460 | 50 | 1004780000 | 1004.78 | 0.20123 | 61034880 | 61.0349 | 84624460 | 84.6245 | 17.9306 | 5.3475 | 23304020 | 23210800 | 39995520 | 7195496 | 249731800 | 10222710 | 86510340 | 336242140 | 326019430 | 76287630 | 88.18% | 23.4% | 199785440 | 87.82% | 87.82% | 87.82% | 23.4%
13000 | 15936 | 27460 | 25 | 1005337000 | 1005.337 | 0.20048 | 61946350 | 61.9464 | 71440210 | 71.4402 | 20.2153 | 4.8191 | 18934520 | 23210800 | 39995520 | 4035577 | 254998800 | 11655120 | 82140840 | 337139640 | 325484520 | 70485720 | 85.81% | 21.66% | 203999040 | 87.91% | 87.91% | 87.91% | 21.66%
16077 | 14000 | 27460 |  | 1005338000 | 1005.338 | 0.19769 | 62289100 | 62.2891 | 66274440 | 66.2744 | 21.2572 | 4.6203 | 23416170 | 20391020 | 39995520 |  | 257702000 | 16341210 | 83802710 | 341504710 | 325163500 | 67461500 | 80.5% | 20.75% | 206161600 | 89.17% | 89.17% | 89.17% | 20.75%
13000 | 15936 | 27460 |  | 1005344000 | 1005.344 | 0.19807 | 62494060 | 62.4941 | 63190210 | 63.1902 | 22.0544 | 4.4633 | 18934520 | 23210800 | 39995520 |  | 258635900 | 15696300 | 82140840 | 340776740 | 325080440 | 66444540 | 80.89% | 20.44% | 206908720 | 88.92% | 88.92% | 88.92% | 20.44%
14000 | 15936 | 27460 | 35 | 1005367000 | 1005.367 | 0.2009 | 61620400 | 61.6204 | 76384960 | 76.385 | 19.2551 | 5.0293 | 20391020 | 23210800 | 39995520 | 5276781 | 253060600 | 10976300 | 83597340 | 336657940 | 325681640 | 72621040 | 86.87% | 22.3% | 202448480 | 87.83% | 87.83% | 87.83% | 22.3%
16000 | 14000 | 27460 |  | 1005427000 | 1005.427 | 0.19774 | 62303370 | 62.3034 | 66147800 | 66.1478 | 21.2793 | 4.6158 | 23304020 | 20391020 | 39995520 |  | 257764400 | 16297060 | 83690560 | 341454960 | 325157900 | 67393500 | 80.53% | 20.73% | 206211520 | 89.16% | 89.16% | 89.16% | 20.73%
16077 | 14000 | 27460 | 30 | 1005451000 | 1005.451 | 0.20058 | 61639940 | 61.6399 | 76174450 | 76.1744 | 19.2613 | 5.0327 | 23416170 | 20391020 | 39995520 | 4805278 | 253371200 | 11529260 | 83802710 | 337173910 | 325644650 | 72273450 | 86.24% | 22.19% | 202696960 | 87.98% | 87.98% | 87.98% | 22.19%
16000 | 14000 | 27460 | 30 | 1005596000 | 1005.596 | 0.20062 | 61657950 | 61.6579 | 76047800 | 76.0478 | 19.2722 | 5.03 | 23304020 | 20391020 | 39995520 | 4788008 | 253449200 | 11502410 | 83690560 | 337139760 | 325637350 | 72188150 | 86.26% | 22.17% | 202759360 | 87.97% | 87.97% | 87.97% | 22.17%
16077 | 13000 | 27460 | 15 | 1006050000 | 1006.05 | 0.19982 | 62075720 | 62.0757 | 70203450 | 70.2035 | 20.3569 | 4.7969 | 23416170 | 18934520 | 39995520 | 2773940 | 256019200 | 12997000 | 82346210 | 338365410 | 325368410 | 69349210 | 84.22% | 21.31% | 204815360 | 88.26% | 88.26% | 88.26% | 21.31%
16077 | 13000 | 27460 | 10 | 1006092000 | 1006.092 | 0.19933 | 62187920 | 62.1879 | 68553450 | 68.5534 | 20.6973 | 4.7281 | 23416170 | 18934520 | 39995520 | 1954544 | 256757700 | 13817540 | 82346210 | 339103910 | 325286370 | 68528670 | 83.22% | 21.07% | 205406160 | 88.46% | 88.46% | 88.46% | 21.07%
16000 | 13000 | 27460 | 15 | 1006166000 | 1006.166 | 0.19986 | 62091830 | 62.0918 | 70076800 | 70.0768 | 20.3735 | 4.7933 | 23304020 | 18934520 | 39995520 | 2766804 | 256089300 | 12961250 | 82234060 | 338323360 | 325362110 | 69272810 | 84.24% | 21.29% | 204871440 | 88.24% | 88.24% | 88.24% | 21.29%
16000 | 13000 | 27460 | 10 | 1006199000 | 1006.199 | 0.19938 | 62203400 | 62.2034 | 68426800 | 68.4268 | 20.7159 | 4.7242 | 23304020 | 18934520 | 39995520 | 1950292 | 256825200 | 13778900 | 82234060 | 339059260 | 325280360 | 68455160 | 83.24% | 21.04% | 205460160 | 88.45% | 88.45% | 88.45% | 21.04%
13000 | 15936 | 27460 | 30 | 1006280000 | 1006.28 | 0.20098 | 61899460 | 61.8995 | 73090210 | 73.0902 | 19.8008 | 4.907 | 18934520 | 23210800 | 39995520 | 4553017 | 254532500 | 11136960 | 82140840 | 336673340 | 325536380 | 71003880 | 86.44% | 21.81% | 203626000 | 87.78% | 87.78% | 87.78% | 21.81%
16077 | 13000 | 27460 | 20 | 1006376000 | 1006.376 | 0.2003 | 61987880 | 61.9879 | 71853450 | 71.8534 | 19.9945 | 4.8725 | 23416170 | 18934520 | 39995520 | 3480712 | 255382300 | 12289250 | 82346210 | 337728510 | 325439260 | 70056960 | 85.08% | 21.53% | 204305840 | 88.08% | 88.08% | 88.08% | 21.53%
16077 | 14000 | 27460 | 35 | 1006432000 | 1006.432 | 0.20108 | 61595560 | 61.5956 | 77824450 | 77.8244 | 18.8846 | 5.1186 | 23416170 | 20391020 | 39995520 | 5311133 | 252915300 | 11022710 | 83802710 | 336718010 | 325695300 | 72780000 | 86.85% | 22.35% | 202332240 | 87.85% | 87.85% | 87.85% | 22.35%
14000 | 15936 | 27460 | 40 | 1006478000 | 1006.478 | 0.2014 | 61584620 | 61.5846 | 78034960 | 78.035 | 18.8671 | 5.1179 | 20391020 | 23210800 | 39995520 | 5742889 | 252640500 | 10509550 | 83597340 | 336237840 | 325728290 | 73087790 | 87.43% | 22.44% | 202112400 | 87.71% | 87.71% | 87.71% | 22.44%
16000 | 13000 | 27460 | 20 | 1006507000 | 1006.507 | 0.20035 | 62004980 | 62.005 | 71726800 | 71.7268 | 20.0086 | 4.8693 | 23304020 | 18934520 | 39995520 | 3468989 | 255456500 | 12258090 | 82234060 | 337690560 | 325432470 | 69975970 | 85.09% | 21.5% | 204365200 | 88.07% | 88.07% | 88.07% | 21.5%
16000 | 14000 | 27460 | 35 | 1006582000 | 1006.582 | 0.20113 | 61613890 | 61.6139 | 77697800 | 77.6978 | 18.8943 | 5.1162 | 23304020 | 20391020 | 39995520 | 5292360 | 252994700 | 10997360 | 83690560 | 336685260 | 325687900 | 72693200 | 86.86% | 22.32% | 202395760 | 87.84% | 87.84% | 87.84% | 22.32%
14000 | 14000 | 27460 | 10 | 1006928000 | 1006.928 | 0.19982 | 62402240 | 62.4022 | 66158300 | 66.1583 | 21.1847 | 4.6267 | 20391020 | 20391020 | 39995520 | 1891355 | 257710600 | 13286490 | 80777560 | 338488160 | 325201670 | 67491070 | 83.55% | 20.75% | 206168480 | 88.24% | 88.24% | 88.24% | 20.75%
14000 | 14000 | 27460 | 15 | 1007034000 | 1007.034 | 0.2003 | 62299840 | 62.2998 | 67808300 | 67.8083 | 20.8068 | 4.7006 | 20391020 | 20391020 | 39995520 | 2665430 | 257012900 | 12511340 | 80777560 | 337790460 | 325279120 | 68266220 | 84.51% | 20.99% | 205610320 | 88.04% | 88.04% | 88.04% | 20.99%
16077 | 15936 | 27460 | 60 | 1007065000 | 1007.065 | 0.20221 | 60959170 | 60.9592 | 88051100 | 88.0511 | 17.2534 | 5.5213 | 23416170 | 23210800 | 39995520 | 8082822 | 248871400 | 9380007 | 86622490 | 335493890 | 326113883 | 77242483 | 89.17% | 23.69% | 199097120 | 87.61% | 87.61% | 87.61% | 23.69%
16077 | 13000 | 27460 | 25 | 1007104000 | 1007.104 | 0.2008 | 61926740 | 61.9267 | 73503450 | 73.5035 | 19.6077 | 4.9559 | 23416170 | 18934520 | 39995520 | 4064079 | 254856500 | 11705070 | 82346210 | 337202710 | 325497640 | 70641140 | 85.79% | 21.7% | 203885200 | 87.94% | 87.94% | 87.94% | 21.7%
11000 | 15936 | 27460 | 10 | 1007181000 | 1007.181 | 0.20017 | 62615230 | 62.6152 | 63200700 | 63.2007 | 21.921 | 4.481 | 16021510 | 23210800 | 39995520 | 1821877 | 258675000 | 12785620 | 79227830 | 337902830 | 325117210 | 66442210 | 83.86% | 20.44% | 206940000 | 88.02% | 88.02% | 88.02% | 20.44%
16077 | 13000 | 27460 |  | 1007204000 | 1007.204 | 0.19839 | 62480610 | 62.4806 | 65253440 | 65.2534 | 21.3145 | 4.6087 | 23416170 | 18934520 | 39995520 |  | 258519300 | 15774790 | 82346210 | 340865510 | 325090720 | 66571420 | 80.84% | 20.48% | 206815440 | 88.95% | 88.95% | 88.95% | 20.48%
16000 | 15936 | 27460 | 60 | 1007226000 | 1007.226 | 0.20225 | 60978230 | 60.9782 | 87924460 | 87.9245 | 17.2588 | 5.5197 | 23304020 | 23210800 | 39995520 | 8058768 | 248953800 | 9358238 | 86510340 | 335464140 | 326105902 | 77152102 | 89.18% | 23.66% | 199163040 | 87.6% | 87.6% | 87.6% | 23.66%
16000 | 13000 | 27460 | 25 | 1007248000 | 1007.248 | 0.20085 | 61944670 | 61.9447 | 73376800 | 73.3768 | 19.6197 | 4.9531 | 23304020 | 18934520 | 39995520 | 4048537 | 254934200 | 11677740 | 82234060 | 337168260 | 325490520 | 70556320 | 85.8% | 21.68% | 203947360 | 87.92% | 87.92% | 87.92% | 21.68%
16000 | 13000 | 27460 |  | 1007297000 | 1007.297 | 0.19844 | 62495180 | 62.4952 | 65126800 | 65.1268 | 21.3365 | 4.6042 | 23304020 | 18934520 | 39995520 |  | 258582900 | 15731890 | 82234060 | 340816960 | 325085070 | 66502170 | 80.87% | 20.46% | 206866320 | 88.93% | 88.93% | 88.93% | 20.46%
13000 | 15936 | 27460 | 35 | 1007347000 | 1007.347 | 0.20148 | 61860820 | 61.8608 | 74740210 | 74.7402 | 19.3905 | 4.9968 | 18934520 | 23210800 | 39995520 | 5032354 | 254100500 | 10656960 | 82140840 | 336241340 | 325584380 | 71483880 | 87.03% | 21.96% | 203280400 | 87.66% | 87.66% | 87.66% | 21.96%
11000 | 15936 | 27460 | 15 | 1007473000 | 1007.473 | 0.20066 | 62525140 | 62.5251 | 64850700 | 64.8507 | 21.4899 | 4.5612 | 16021510 | 23210800 | 39995520 | 2539050 | 258028600 | 12067450 | 79227830 | 337256430 | 325188980 | 67160380 | 84.77% | 20.65% | 206422880 | 87.84% | 87.84% | 87.84% | 20.65%
16077 | 14000 | 27460 | 40 | 1007534000 | 1007.534 | 0.20159 | 61559200 | 61.5592 | 79474450 | 79.4745 | 18.5106 | 5.2066 | 23416170 | 20391020 | 39995520 | 5779900 | 252492900 | 10553290 | 83802710 | 336295610 | 325742320 | 73249420 | 87.41% | 22.49% | 201994320 | 87.74% | 87.74% | 87.74% | 22.49%
14000 | 14000 | 27460 | 20 | 1007567000 | 1007.567 | 0.2008 | 62225780 | 62.2258 | 69458300 | 69.4583 | 20.4017 | 4.7826 | 20391020 | 20391020 | 39995520 | 3308510 | 256433400 | 11867360 | 80777560 | 337210960 | 325343600 | 68910200 | 85.31% | 21.18% | 205146720 | 87.88% | 87.88% | 87.88% | 21.18%
14000 | 15936 | 27460 | 45 | 1007648000 | 1007.648 | 0.20191 | 61552750 | 61.5528 | 79684960 | 79.685 | 18.4877 | 5.2071 | 20391020 | 23210800 | 39995520 | 6190884 | 252236800 | 10060930 | 83597340 | 335834140 | 325773210 | 73536410 | 87.97% | 22.57% | 201789440 | 87.6% | 87.6% | 87.6% | 22.57%
16000 | 14000 | 27460 | 40 | 1007689000 | 1007.689 | 0.20163 | 61577850 | 61.5778 | 79347800 | 79.3478 | 18.5191 | 5.2044 | 23304020 | 20391020 | 39995520 | 5759667 | 252573500 | 10529400 | 83690560 | 336264060 | 325734660 | 73161160 | 87.42% | 22.46% | 202058800 | 87.72% | 87.72% | 87.72% | 22.46%
14000 | 14000 | 27460 |  | 1007834000 | 1007.834 | 0.19887 | 62681260 | 62.6813 | 62858300 | 62.8583 | 21.8701 | 4.4987 | 20391020 | 20391020 | 39995520 |  | 259415200 | 15180470 | 80777560 | 340192760 | 325012290 | 65597090 | 81.21% | 20.18% | 207532160 | 88.71% | 88.71% | 88.71% | 20.18%
11000 | 15936 | 27460 |  | 1007861000 | 1007.861 | 0.19921 | 62879230 | 62.8792 | 59900700 | 59.9007 | 22.7015 | 4.343 | 16021510 | 23210800 | 39995520 |  | 260316900 | 14610030 | 79227830 | 339544730 | 324934700 | 64617800 | 81.56% | 19.89% | 208253520 | 88.47% | 88.47% | 88.47% | 19.89%
16077 | 13000 | 27460 | 30 | 1008040000 | 1008.04 | 0.2013 | 61879380 | 61.8794 | 75153450 | 75.1535 | 19.2161 | 5.0429 | 23416170 | 18934520 | 39995520 | 4583702 | 254388200 | 11184730 | 82346210 | 336734410 | 325549680 | 71161480 | 86.42% | 21.86% | 203510560 | 87.81% | 87.81% | 87.81% | 21.86%
16000 | 13000 | 27460 | 30 | 1008188000 | 1008.188 | 0.20135 | 61897570 | 61.8976 | 75026800 | 75.0268 | 19.2269 | 5.0403 | 23304020 | 18934520 | 39995520 | 4566949 | 254466900 | 11158610 | 82234060 | 336700960 | 325542350 | 71075450 | 86.43% | 21.83% | 203573520 | 87.79% | 87.79% | 87.79% | 21.83%
16077 | 12000 | 27460 | 10 | 1008200000 | 1008.2 | 0.20005 | 62395460 | 62.3955 | 67532450 | 67.5324 | 20.7195 | 4.7233 | 23416170 | 17478010 | 39995520 | 1895936 | 257641800 | 13323820 | 80889700 | 338531500 | 325207680 | 67565880 | 83.53% | 20.78% | 206113440 | 88.25% | 88.25% | 88.25% | 20.78%
11000 | 15936 | 27460 | 20 | 1008214000 | 1008.214 | 0.20115 | 62464840 | 62.4648 | 66500700 | 66.5007 | 21.0306 | 4.6497 | 16021510 | 23210800 | 39995520 | 3118518 | 257506400 | 11487180 | 79227830 | 336734230 | 325247050 | 67740650 | 85.5% | 20.83% | 206005120 | 87.7% | 87.7% | 87.7% | 20.83%
16077 | 12000 | 27460 | 15 | 1008294000 | 1008.294 | 0.20053 | 62292300 | 62.2923 | 69182450 | 69.1825 | 20.3597 | 4.7961 | 23416170 | 17478010 | 39995520 | 2673542 | 256941000 | 12545130 | 80889700 | 337830700 | 325285570 | 68344570 | 84.49% | 21.01% | 205552800 | 88.06% | 88.06% | 88.06% | 21.01%
16000 | 12000 | 27460 | 10 | 1008311000 | 1008.311 | 0.20009 | 62411260 | 62.4113 | 67405800 | 67.4058 | 20.7379 | 4.7194 | 23304020 | 17478010 | 39995520 | 1891355 | 257710600 | 13286490 | 80777550 | 338488150 | 325201660 | 67491060 | 83.55% | 20.75% | 206168480 | 88.24% | 88.24% | 88.24% | 20.75%
16000 | 12000 | 27460 | 15 | 1008417000 | 1008.417 | 0.20058 | 62308870 | 62.3089 | 69055800 | 69.0558 | 20.3759 | 4.7926 | 23304020 | 17478010 | 39995520 | 2665430 | 257012900 | 12511340 | 80777550 | 337790450 | 325279110 | 68266210 | 84.51% | 20.99% | 205610320 | 88.04% | 88.04% | 88.04% | 20.99%
13000 | 14000 | 27460 | 10 | 1008421000 | 1008.421 | 0.2004 | 62610390 | 62.6104 | 64513550 | 64.5135 | 21.4401 | 4.5751 | 18934520 | 20391020 | 39995520 | 1826634 | 258616000 | 12814700 | 79321060 | 337937060 | 325122360 | 66506360 | 83.84% | 20.46% | 206892800 | 88.03% | 88.03% | 88.03% | 20.46%
14000 | 14000 | 27460 | 25 | 1008444000 | 1008.444 | 0.2013 | 62174490 | 62.1745 | 71108300 | 71.1083 | 19.9793 | 4.871 | 20391020 | 20391020 | 39995520 | 3846340 | 255948600 | 11328790 | 80777560 | 336726160 | 325397370 | 69448770 | 85.98% | 21.34% | 204758880 | 87.75% | 87.75% | 87.75% | 21.34%
13000 | 15936 | 27460 | 40 | 1008501000 | 1008.501 | 0.20199 | 61827890 | 61.8279 | 76390210 | 76.3902 | 18.9877 | 5.0878 | 18934520 | 23210800 | 39995520 | 5485271 | 253692300 | 10203420 | 82140840 | 335833140 | 325629720 | 71937420 | 87.58% | 22.09% | 202953840 | 87.55% | 87.55% | 87.55% | 22.09%
16077 | 14000 | 27460 | 45 | 1008699000 | 1008.699 | 0.20209 | 61527040 | 61.527 | 81124450 | 81.1244 | 18.1442 | 5.2952 | 23416170 | 20391020 | 39995520 | 6229304 | 252087900 | 10103260 | 83802710 | 335890610 | 325787350 | 73699450 | 87.94% | 22.62% | 201670320 | 87.63% | 87.63% | 87.63% | 22.62%
13000 | 14000 | 27460 | 15 | 1008701000 | 1008.701 | 0.20089 | 62519520 | 62.5195 | 66163550 | 66.1636 | 21.029 | 4.6543 | 18934520 | 20391020 | 39995520 | 2547416 | 257966400 | 12092920 | 79321060 | 337287460 | 325194540 | 67228140 | 84.75% | 20.67% | 206373120 | 87.85% | 87.85% | 87.85% | 20.67%
16077 | 12000 | 27460 | 20 | 1008810000 | 1008.81 | 0.20103 | 62217080 | 62.2171 | 70832450 | 70.8324 | 19.973 | 4.877 | 23416170 | 17478010 | 39995520 | 3322032 | 256356500 | 11895740 | 80889700 | 337246200 | 325350460 | 68993960 | 85.29% | 21.21% | 205085200 | 87.9% | 87.9% | 87.9% | 21.21%
16000 | 14000 | 27460 | 45 | 1008856000 | 1008.856 | 0.20214 | 61545840 | 61.5458 | 80997800 | 80.9978 | 18.1518 | 5.2932 | 23304020 | 20391020 | 39995520 | 6208350 | 252169100 | 10080100 | 83690560 | 335859660 | 325779560 | 73610460 | 87.96% | 22.6% | 201735280 | 87.61% | 87.61% | 87.61% | 22.6%
14000 | 15936 | 27460 | 50 | 1008866000 | 1008.866 | 0.20242 | 61524160 | 61.5242 | 81334960 | 81.335 | 18.1174 | 5.2968 | 20391020 | 23210800 | 39995520 | 6623776 | 251846600 | 9627437 | 83597340 | 335443940 | 325816503 | 73969903 | 88.48% | 22.7% | 201477280 | 87.5% | 87.5% | 87.5% | 22.7%
16000 | 12000 | 27460 | 20 | 1008951000 | 1008.951 | 0.20107 | 62234800 | 62.2348 | 70705800 | 70.7058 | 19.9864 | 4.874 | 23304020 | 17478010 | 39995520 | 3308510 | 256433400 | 11867360 | 80777550 | 337210950 | 325343590 | 68910190 | 85.31% | 21.18% | 205146720 | 87.88% | 87.88% | 87.88% | 21.18%
16077 | 13000 | 27460 | 35 | 1009096000 | 1009.096 | 0.20181 | 61839990 | 61.84 | 76803450 | 76.8034 | 18.8282 | 5.1319 | 23416170 | 18934520 | 39995520 | 5066493 | 253953100 | 10701270 | 82346210 | 336299310 | 325598040 | 71644940 | 87% | 22% | 203162480 | 87.69% | 87.69% | 87.69% | 22%
14000 | 13000 | 27460 | 10 | 1009113000 | 1009.113 | 0.20053 | 62614900 | 62.6149 | 65137300 | 65.1373 | 21.2069 | 4.6221 | 20391020 | 18934520 | 39995520 | 1826634 | 258616000 | 12814700 | 79321060 | 337937060 | 325122360 | 66506360 | 83.84% | 20.46% | 206892800 | 88.03% | 88.03% | 88.03% | 20.46%
13000 | 14000 | 27460 |  | 1009116000 | 1009.116 | 0.19944 | 62875420 | 62.8754 | 61213550 | 61.2135 | 22.1797 | 4.4395 | 18934520 | 20391020 | 39995520 |  | 260262200 | 14643870 | 79321060 | 339583260 | 324939390 | 64677190 | 81.54% | 19.9% | 208209760 | 88.49% | 88.49% | 88.49% | 19.9%
16077 | 12000 | 27460 |  | 1009121000 | 1009.121 | 0.1991 | 62675480 | 62.6755 | 64232440 | 64.2324 | 21.3681 | 4.5979 | 23416170 | 17478010 | 39995520 |  | 259350500 | 15222380 | 80889700 | 340240200 | 325017820 | 65667320 | 81.18% | 20.2% | 207480400 | 88.72% | 88.72% | 88.72% | 20.2%
11000 | 15936 | 27460 | 25 | 1009159000 | 1009.159 | 0.20166 | 62418080 | 62.4181 | 68150700 | 68.1507 | 20.5701 | 4.7417 | 16021510 | 23210800 | 39995520 | 3635375 | 257040600 | 10969610 | 79227830 | 336268430 | 325298820 | 68258220 | 86.15% | 20.98% | 205632480 | 87.57% | 87.57% | 87.57% | 20.98%
16000 | 12000 | 27460 |  | 1009218000 | 1009.218 | 0.19914 | 62690290 | 62.6903 | 64105800 | 64.1058 | 21.3902 | 4.5934 | 23304020 | 17478010 | 39995520 |  | 259415200 | 15180470 | 80777550 | 340192750 | 325012280 | 65597080 | 81.21% | 20.18% | 207532160 | 88.71% | 88.71% | 88.71% | 20.18%
16000 | 13000 | 27460 | 35 | 1009250000 | 1009.25 | 0.20185 | 61858600 | 61.8586 | 76676800 | 76.6768 | 18.8375 | 5.1295 | 23304020 | 18934520 | 39995520 | 5047830 | 254033600 | 10677060 | 82234060 | 336267660 | 325590600 | 71557000 | 87.02% | 21.98% | 203226880 | 87.67% | 87.67% | 87.67% | 21.98%
14000 | 13000 | 27460 | 15 | 1009393000 | 1009.393 | 0.20102 | 62524040 | 62.524 | 66787300 | 66.7873 | 20.8045 | 4.7009 | 20391020 | 18934520 | 39995520 | 2547416 | 257966400 | 12092920 | 79321060 | 337287460 | 325194540 | 67228140 | 84.75% | 20.67% | 206373120 | 87.85% | 87.85% | 87.85% | 20.67%
13000 | 14000 | 27460 | 20 | 1009432000 | 1009.432 | 0.20138 | 62458560 | 62.4586 | 67813550 | 67.8136 | 20.5891 | 4.7421 | 18934520 | 20391020 | 39995520 | 3129962 | 257441400 | 11509570 | 79321060 | 336762460 | 325252890 | 67811490 | 85.49% | 20.85% | 205953120 | 87.71% | 87.71% | 87.71% | 20.85%
14000 | 14000 | 27460 | 30 | 1009455000 | 1009.455 | 0.2018 | 62132080 | 62.1321 | 72758300 | 72.7583 | 19.5607 | 4.9615 | 20391020 | 20391020 | 39995520 | 4343072 | 255501000 | 10831370 | 80777560 | 336278560 | 325447190 | 69946190 | 86.59% | 21.49% | 204400800 | 87.63% | 87.63% | 87.63% | 21.49%
16077 | 12000 | 27460 | 25 | 1009681000 | 1009.681 | 0.20153 | 62165390 | 62.1654 | 72482450 | 72.4825 | 19.5672 | 4.9649 | 23416170 | 17478010 | 39995520 | 3861669 | 255870200 | 11355360 | 80889700 | 336759900 | 325404540 | 69534340 | 85.96% | 21.37% | 204696160 | 87.76% | 87.76% | 87.76% | 21.37%
13000 | 15936 | 27460 | 45 | 1009709000 | 1009.709 | 0.2025 | 61798570 | 61.7986 | 78040210 | 78.0402 | 18.5948 | 5.1794 | 18934520 | 23210800 | 39995520 | 5921523 | 253299100 | 9766558 | 82140840 | 335439940 | 325673382 | 72374282 | 88.11% | 22.22% | 202639280 | 87.44% | 87.44% | 87.44% | 22.22%
16077 | 15936 | 27460 | 70 | 1009709000 | 1009.709 | 0.20323 | 60915660 | 60.9157 | 91351100 | 91.3511 | 16.6084 | 5.6957 | 23416170 | 23210800 | 39995520 | 8885323 | 248148200 | 8576391 | 86622490 | 334770690 | 326194299 | 78046099 | 90.1% | 23.93% | 198518560 | 87.41% | 87.41% | 87.41% | 23.93%
14000 | 13000 | 27460 |  | 1009808000 | 1009.808 | 0.19958 | 62879930 | 62.8799 | 61837300 | 61.8373 | 21.9283 | 4.4874 | 20391020 | 18934520 | 39995520 |  | 260262200 | 14643870 | 79321060 | 339583260 | 324939390 | 64677190 | 81.54% | 19.9% | 208209760 | 88.49% | 88.49% | 88.49% | 19.9%
16000 | 12000 | 27460 | 25 | 1009828000 | 1009.828 | 0.20157 | 62183510 | 62.1835 | 72355800 | 72.3558 | 19.579 | 4.9621 | 23304020 | 17478010 | 39995520 | 3846340 | 255948600 | 11328790 | 80777550 | 336726150 | 325397360 | 69448760 | 85.98% | 21.34% | 204758880 | 87.75% | 87.75% | 87.75% | 21.34%
16000 | 15936 | 27460 | 70 | 1009873000 | 1009.873 | 0.20328 | 60934950 | 60.935 | 91224460 | 91.2245 | 16.6125 | 5.6944 | 23304020 | 23210800 | 39995520 | 8860238 | 248231400 | 8555655 | 86510340 | 334741740 | 326186085 | 77954685 | 90.11% | 23.9% | 198585120 | 87.4% | 87.4% | 87.4% | 23.9%
16077 | 14000 | 27460 | 50 | 1009914000 | 1009.914 | 0.2026 | 61498160 | 61.4982 | 82774450 | 82.7745 | 17.786 | 5.3844 | 23416170 | 20391020 | 39995520 | 6663493 | 251696500 | 9668470 | 83802710 | 335499210 | 325830740 | 74134240 | 88.46% | 22.75% | 201357200 | 87.52% | 87.52% | 87.52% | 22.75%
16000 | 14000 | 27460 | 50 | 1010073000 | 1010.073 | 0.20265 | 61517120 | 61.5171 | 82647800 | 82.6478 | 17.7927 | 5.3826 | 23304020 | 20391020 | 39995520 | 6641804 | 251778500 | 9646041 | 83690560 | 335469060 | 325823019 | 74044519 | 88.47% | 22.73% | 201422800 | 87.51% | 87.51% | 87.51% | 22.73%
14000 | 13000 | 27460 | 20 | 1010124000 | 1010.124 | 0.20152 | 62463070 | 62.4631 | 68437300 | 68.4373 | 20.3731 | 4.7885 | 20391020 | 18934520 | 39995520 | 3129962 | 257441400 | 11509570 | 79321060 | 336762460 | 325252890 | 67811490 | 85.49% | 20.85% | 205953120 | 87.71% | 87.71% | 87.71% | 20.85%
16077 | 13000 | 27460 | 40 | 1010244000 | 1010.244 | 0.20231 | 61806660 | 61.8067 | 78453450 | 78.4535 | 18.446 | 5.2222 | 23416170 | 18934520 | 39995520 | 5521260 | 253543200 | 10245870 | 82346210 | 335889410 | 325643540 | 72100340 | 87.56% | 22.14% | 202834560 | 87.57% | 87.57% | 87.57% | 22.14%
11000 | 15936 | 27460 | 30 | 1010255000 | 1010.255 | 0.20216 | 62381330 | 62.3813 | 69800700 | 69.8007 | 20.1136 | 4.8361 | 16021510 | 23210800 | 39995520 | 4106000 | 256616400 | 10498330 | 79227830 | 335844230 | 325345900 | 68729500 | 86.75% | 21.13% | 205293120 | 87.45% | 87.45% | 87.45% | 21.13%
13000 | 14000 | 27460 | 25 | 1010372000 | 1010.372 | 0.20189 | 62411490 | 62.4115 | 69463550 | 69.4635 | 20.1464 | 4.8335 | 18934520 | 20391020 | 39995520 | 3648233 | 256974300 | 10990580 | 79321060 | 336295360 | 325304780 | 68330480 | 86.14% | 21.01% | 205579440 | 87.58% | 87.58% | 87.58% | 21.01%
16000 | 13000 | 27460 | 40 | 1010401000 | 1010.401 | 0.20236 | 61825490 | 61.8255 | 78326800 | 78.3268 | 18.4543 | 5.2201 | 23304020 | 18934520 | 39995520 | 5501572 | 253624600 | 10222690 | 82234060 | 335858660 | 325635970 | 72011370 | 87.57% | 22.11% | 202899680 | 87.56% | 87.56% | 87.56% | 22.11%
9000 | 15936 | 27460 | 10 | 1010448000 | 1010.448 | 0.20134 | 63050160 | 63.0502 | 59911210 | 59.9112 | 22.4763 | 4.3766 | 13108510 | 23210800 | 39995520 | 1657832 | 260563300 | 11923060 | 76314830 | 336878130 | 324955070 | 64391770 | 84.38% | 19.82% | 208450640 | 87.63% | 87.63% | 87.63% | 19.82%
14000 | 14000 | 27460 | 35 | 1010574000 | 1010.574 | 0.20231 | 62096890 | 62.0969 | 74408300 | 74.4083 | 19.1479 | 5.0537 | 20391020 | 20391020 | 39995520 | 4806463 | 255083300 | 10367330 | 80777560 | 335860860 | 325493530 | 70410230 | 87.17% | 21.63% | 204066640 | 87.51% | 87.51% | 87.51% | 21.63%
9000 | 15936 | 27460 |  | 1010593000 | 1010.593 | 0.20037 | 63278670 | 63.2787 | 56611210 | 56.6112 | 23.3952 | 4.2206 | 13108510 | 23210800 | 39995520 |  | 262057500 | 13583190 | 76314830 | 338372330 | 324789140 | 62731640 | 82.2% | 19.31% | 209646000 | 88.05% | 88.05% | 88.05% | 19.31%
16077 | 12000 | 27460 | 30 | 1010685000 | 1010.685 | 0.20203 | 62122520 | 62.1225 | 74132450 | 74.1325 | 19.1644 | 5.0548 | 23416170 | 17478010 | 39995520 | 4360552 | 255420600 | 10855780 | 80889700 | 336310300 | 325454520 | 70033920 | 86.58% | 21.52% | 204336480 | 87.64% | 87.64% | 87.64% | 21.52%
13000 | 13000 | 27460 | 10 | 1010698000 | 1010.698 | 0.20112 | 62829130 | 62.8291 | 63492550 | 63.4926 | 21.457 | 4.5716 | 18934520 | 18934520 | 39995520 | 1748943 | 259546700 | 12369500 | 77864560 | 337411260 | 325041760 | 65495060 | 84.11% | 20.15% | 207637360 | 87.84% | 87.84% | 87.84% | 20.15%
16000 | 12000 | 27460 | 30 | 1010838000 | 1010.838 | 0.20208 | 62141100 | 62.1411 | 74005800 | 74.0058 | 19.1747 | 5.0523 | 23304020 | 17478010 | 39995520 | 4343072 | 255501000 | 10831370 | 80777550 | 336278550 | 325447180 | 69946180 | 86.59% | 21.49% | 204400800 | 87.63% | 87.63% | 87.63% | 21.49%
13000 | 15936 | 27460 | 50 | 1010966000 | 1010.966 | 0.20301 | 61772540 | 61.7725 | 79690210 | 79.6902 | 18.2114 | 5.2715 | 18934520 | 23210800 | 39995520 | 6342530 | 252919700 | 9344967 | 82140840 | 335060540 | 325715573 | 72795873 | 88.62% | 22.35% | 202335760 | 87.34% | 87.34% | 87.34% | 22.35%
14000 | 13000 | 27460 | 25 | 1011064000 | 1011.064 | 0.20202 | 62416000 | 62.416 | 70087300 | 70.0873 | 19.9386 | 4.8797 | 20391020 | 18934520 | 39995520 | 3648233 | 256974300 | 10990580 | 79321060 | 336295360 | 325304780 | 68330480 | 86.14% | 21.01% | 205579440 | 87.58% | 87.58% | 87.58% | 21.01%
13000 | 13000 | 27460 |  | 1011140000 | 1011.14 | 0.20015 | 63077350 | 63.0774 | 60192550 | 60.1925 | 22.239 | 4.4283 | 18934520 | 18934520 | 39995520 |  | 261122900 | 14120870 | 77864560 | 338987460 | 324866590 | 63743690 | 81.86% | 19.62% | 208898320 | 88.27% | 88.27% | 88.27% | 19.62%
9000 | 15936 | 27460 | 15 | 1011153000 | 1011.153 | 0.20184 | 62987460 | 62.9875 | 61561210 | 61.5612 | 21.9625 | 4.4689 | 13108510 | 23210800 | 39995520 | 2248338 | 260031200 | 11331740 | 76314830 | 336346030 | 325014290 | 64983090 | 85.15% | 19.99% | 208024960 | 87.49% | 87.49% | 87.49% | 19.99%
13000 | 13000 | 27460 | 15 | 1011173000 | 1011.173 | 0.20161 | 62751200 | 62.7512 | 65142550 | 65.1425 | 21.018 | 4.6563 | 18934520 | 18934520 | 39995520 | 2409916 | 258951000 | 11707610 | 77864560 | 336815560 | 325107950 | 66156950 | 84.96% | 20.35% | 207160800 | 87.67% | 87.67% | 87.67% | 20.35%
14000 | 12000 | 27460 | 10 | 1011389000 | 1011.389 | 0.20125 | 62833640 | 62.8336 | 64116300 | 64.1163 | 21.2199 | 4.6193 | 20391020 | 17478010 | 39995520 | 1748943 | 259546700 | 12369500 | 77864550 | 337411250 | 325041750 | 65495050 | 84.11% | 20.15% | 207637360 | 87.84% | 87.84% | 87.84% | 20.15%
11000 | 15936 | 27460 | 35 | 1011422000 | 1011.422 | 0.20267 | 62349270 | 62.3493 | 71450700 | 71.4507 | 19.6685 | 4.9314 | 16021510 | 23210800 | 39995520 | 4554882 | 256211900 | 10048820 | 79227830 | 335439730 | 325390910 | 69179010 | 87.32% | 21.26% | 204969520 | 87.34% | 87.34% | 87.34% | 21.26%
16077 | 13000 | 27460 | 45 | 1011448000 | 1011.448 | 0.20282 | 61777070 | 61.7771 | 80103450 | 80.1034 | 18.0724 | 5.3132 | 23416170 | 18934520 | 39995520 | 5958741 | 253149000 | 9807783 | 82346210 | 335495210 | 325687427 | 72538427 | 88.09% | 22.27% | 202519200 | 87.47% | 87.47% | 87.47% | 22.27%
14000 | 15936 | 27460 | 60 | 1011454000 | 1011.454 | 0.20344 | 61476890 | 61.4769 | 84634960 | 84.635 | 17.4011 | 5.4778 | 20391020 | 23210800 | 39995520 | 7443660 | 251107700 | 8806415 | 83597340 | 334705040 | 325898625 | 74790925 | 89.47% | 22.95% | 200886160 | 87.29% | 87.29% | 87.29% | 22.95%
13000 | 14000 | 27460 | 30 | 1011464000 | 1011.464 | 0.20239 | 62374460 | 62.3745 | 71113550 | 71.1136 | 19.7068 | 4.9275 | 18934520 | 20391020 | 39995520 | 4120145 | 256549000 | 10518010 | 79321060 | 335870060 | 325352050 | 68803050 | 86.74% | 21.15% | 205239200 | 87.46% | 87.46% | 87.46% | 21.15%
16000 | 13000 | 27460 | 45 | 1011607000 | 1011.607 | 0.20287 | 61796040 | 61.796 | 79976800 | 79.9768 | 18.0798 | 5.3112 | 23304020 | 18934520 | 39995520 | 5938382 | 253230900 | 9785270 | 82234060 | 335464960 | 325679690 | 72448790 | 88.1% | 22.25% | 202584720 | 87.45% | 87.45% | 87.45% | 22.25%
16077 | 15936 | 22054 | 10 | 1011626000 | 1011.626 | 0.20114 | 62689670 | 62.6897 | 66523520 | 66.5235 | 20.6005 | 4.7484 | 23416170 | 23210800 | 32121680 | 1796959 | 258979400 | 12637290 | 78748650 | 337728050 | 325090760 | 66111360 | 83.95% | 20.34% | 207183520 | 87.95% | 87.95% | 87.95% | 20.34%
11000 | 14000 | 27460 | 10 | 1011677000 | 1011.677 | 0.20157 | 63044540 | 63.0445 | 61224050 | 61.224 | 21.9604 | 4.4733 | 16021510 | 20391020 | 39995520 | 1663881 | 260501100 | 11948780 | 76408050 | 336909150 | 324960370 | 64459270 | 84.36% | 19.84% | 208400880 | 87.64% | 87.64% | 87.64% | 19.84%
16000 | 15936 | 22054 | 10 | 1011747000 | 1011.747 | 0.20118 | 62706100 | 62.7061 | 66396880 | 66.3969 | 20.618 | 4.7447 | 23304020 | 23210800 | 32121680 | 1791179 | 259050800 | 12602740 | 78636500 | 337687300 | 325084560 | 66033760 | 83.97% | 20.31% | 207240640 | 87.94% | 87.94% | 87.94% | 20.31%
14000 | 14000 | 27460 | 40 | 1011767000 | 1011.767 | 0.20282 | 62066550 | 62.0665 | 76058300 | 76.0583 | 18.7438 | 5.1469 | 20391020 | 20391020 | 39995520 | 5247403 | 254685900 | 9925781 | 80777560 | 335463460 | 325537679 | 70851779 | 87.71% | 21.76% | 203748720 | 87.4% | 87.4% | 87.4% | 21.76%
16077 | 12000 | 27460 | 35 | 1011802000 | 1011.802 | 0.20254 | 62087160 | 62.0872 | 75782450 | 75.7824 | 18.7663 | 5.1466 | 23416170 | 17478010 | 39995520 | 4824685 | 255002300 | 10391000 | 80889700 | 335892000 | 325501000 | 70498700 | 87.15% | 21.66% | 204001840 | 87.52% | 87.52% | 87.52% | 21.66%
14000 | 12000 | 27460 |  | 1011832000 | 1011.832 | 0.20029 | 63081860 | 63.0819 | 60816300 | 60.8163 | 21.9829 | 4.4769 | 20391020 | 17478010 | 39995520 |  | 261122900 | 14120870 | 77864550 | 338987450 | 324866580 | 63743680 | 81.86% | 19.62% | 208898320 | 88.27% | 88.27% | 88.27% | 19.62%
11000 | 14000 | 27460 |  | 1011841000 | 1011.841 | 0.20059 | 63274360 | 63.2744 | 57924050 | 57.9241 | 22.8308 | 4.3197 | 16021510 | 20391020 | 39995520 |  | 262000700 | 13614970 | 76408050 | 338408750 | 324793780 | 62793080 | 82.18% | 19.33% | 209600560 | 88.06% | 88.06% | 88.06% | 19.33%
14000 | 12000 | 27460 | 15 | 1011865000 | 1011.865 | 0.20175 | 62755710 | 62.7557 | 65766300 | 65.7663 | 20.7902 | 4.7037 | 20391020 | 17478010 | 39995520 | 2409916 | 258951000 | 11707610 | 77864550 | 336815550 | 325107940 | 66156940 | 84.96% | 20.35% | 207160800 | 87.67% | 87.67% | 87.67% | 20.35%
16000 | 12000 | 27460 | 35 | 1011958000 | 1011.958 | 0.20258 | 62105910 | 62.1059 | 75655800 | 75.6558 | 18.7755 | 5.1442 | 23304020 | 17478010 | 39995520 | 4806463 | 255083300 | 10367330 | 80777550 | 335860850 | 325493520 | 70410220 | 87.17% | 21.63% | 204066640 | 87.51% | 87.51% | 87.51% | 21.63%
16077 | 15936 | 22054 | 15 | 1011978000 | 1011.978 | 0.20163 | 62603570 | 62.6036 | 68173520 | 68.1735 | 20.2113 | 4.8283 | 23416170 | 23210800 | 32121680 | 2495686 | 258349700 | 11937600 | 78748650 | 337098350 | 325160750 | 66811050 | 84.84% | 20.55% | 206679760 | 87.78% | 87.78% | 87.78% | 20.55%
13000 | 13000 | 27460 | 20 | 1012039000 | 1012.039 | 0.20211 | 62699190 | 62.6992 | 66792550 | 66.7926 | 20.5574 | 4.7485 | 18934520 | 18934520 | 39995520 | 2951048 | 258463300 | 11165730 | 77864560 | 336327860 | 325162130 | 66698830 | 85.66% | 20.51% | 206770640 | 87.54% | 87.54% | 87.54% | 20.51%
16000 | 15936 | 22054 | 15 | 1012114000 | 1012.114 | 0.20168 | 62621000 | 62.621 | 68046880 | 68.0469 | 20.2261 | 4.8251 | 23304020 | 23210800 | 32121680 | 2485331 | 258425200 | 11907620 | 78636500 | 337061700 | 325154080 | 66728880 | 84.86% | 20.52% | 206740160 | 87.77% | 87.77% | 87.77% | 20.52%
9000 | 15936 | 27460 | 20 | 1012117000 | 1012.117 | 0.20234 | 62941960 | 62.942 | 63211210 | 63.2112 | 21.4443 | 4.5657 | 13108510 | 23210800 | 39995520 | 2759415 | 259570500 | 10819950 | 76314830 | 335885330 | 325065380 | 65494880 | 85.82% | 20.15% | 207656400 | 87.36% | 87.36% | 87.36% | 20.15%
14000 | 13000 | 27460 | 30 | 1012156000 | 1012.156 | 0.20253 | 62378970 | 62.379 | 71737300 | 71.7373 | 19.5067 | 4.9735 | 20391020 | 18934520 | 39995520 | 4120145 | 256549000 | 10518010 | 79321060 | 335870060 | 325352050 | 68803050 | 86.74% | 21.15% | 205239200 | 87.46% | 87.46% | 87.46% | 21.15%
16077 | 15936 | 22054 |  | 1012225000 | 1012.225 | 0.20018 | 62948280 | 62.9483 | 63223520 | 63.2235 | 21.2897 | 4.6137 | 23416170 | 23210800 | 32121680 |  | 260598900 | 14436750 | 78748650 | 339347550 | 324910800 | 64311900 | 81.67% | 19.79% | 208479120 | 88.4% | 88.4% | 88.4% | 19.79%
16000 | 15936 | 22054 |  | 1012327000 | 1012.327 | 0.20022 | 62963460 | 62.9635 | 63096880 | 63.0969 | 21.3114 | 4.6093 | 23304020 | 23210800 | 32121680 |  | 260665100 | 14396400 | 78636500 | 339301600 | 324905200 | 64240100 | 81.69% | 19.77% | 208532080 | 88.39% | 88.39% | 88.39% | 19.77%
11000 | 14000 | 27460 | 15 | 1012369000 | 1012.369 | 0.20206 | 62981040 | 62.981 | 62874050 | 62.874 | 21.4702 | 4.5647 | 16021510 | 20391020 | 39995520 | 2258132 | 259965600 | 11353710 | 76408050 | 336373650 | 325019940 | 65054340 | 85.14% | 20.02% | 207972480 | 87.5% | 87.5% | 87.5% | 20.02%
16077 | 15936 | 27460 | 80 | 1012471000 | 1012.471 | 0.20426 | 60880010 | 60.88 | 94651100 | 94.6511 | 15.9924 | 5.871 | 23416170 | 23210800 | 39995520 | 9651533 | 247457600 | 7809118 | 86622490 | 334080090 | 326270972 | 78813372 | 90.98% | 24.16% | 197966080 | 87.22% | 87.22% | 87.22% | 24.16%
16077 | 14000 | 27460 | 60 | 1012492000 | 1012.492 | 0.20363 | 61450270 | 61.4503 | 86074450 | 86.0744 | 17.0926 | 5.5645 | 23416170 | 20391020 | 39995520 | 7486246 | 250955000 | 8844576 | 83802710 | 334757710 | 325913134 | 74958134 | 89.45% | 23% | 200764000 | 87.31% | 87.31% | 87.31% | 23%
13000 | 14000 | 27460 | 35 | 1012627000 | 1012.627 | 0.2029 | 62342160 | 62.3422 | 72763550 | 72.7635 | 19.2776 | 5.0223 | 18934520 | 20391020 | 39995520 | 4570134 | 256143400 | 10067390 | 79321060 | 335464460 | 325397070 | 69253670 | 87.31% | 21.28% | 204914720 | 87.35% | 87.35% | 87.35% | 21.28%
16000 | 15936 | 27460 | 80 | 1012637000 | 1012.637 | 0.20431 | 60899380 | 60.8994 | 94524460 | 94.5245 | 15.9954 | 5.8699 | 23304020 | 23210800 | 39995520 | 9626034 | 247541300 | 7788797 | 86510340 | 334051640 | 326262843 | 78721543 | 91% | 24.13% | 198033040 | 87.21% | 87.21% | 87.21% | 24.13%
16077 | 10000 | 27460 | 10 | 1012647000 | 1012.647 | 0.20148 | 62825910 | 62.8259 | 65490440 | 65.4904 | 20.7411 | 4.7185 | 23416170 | 14565010 | 39995520 | 1755372 | 259473900 | 12402650 | 77976700 | 337450600 | 325047950 | 65574050 | 84.09% | 20.17% | 207579120 | 87.85% | 87.85% | 87.85% | 20.17%
11000 | 15936 | 27460 | 40 | 1012652000 | 1012.652 | 0.20318 | 62321460 | 62.3215 | 73100700 | 73.1007 | 19.2348 | 5.0274 | 16021510 | 23210800 | 39995520 | 4984147 | 255825000 | 9618961 | 79227830 | 335052830 | 325433869 | 69608869 | 87.86% | 21.39% | 204660000 | 87.23% | 87.23% | 87.23% | 21.39%
16000 | 14000 | 27460 | 60 | 1012656000 | 1012.656 | 0.20367 | 61469580 | 61.4696 | 85947800 | 85.9478 | 17.0976 | 5.563 | 23304020 | 20391020 | 39995520 | 7462969 | 251038400 | 8823736 | 83690560 | 334728960 | 325905224 | 74866824 | 89.46% | 22.97% | 200830720 | 87.3% | 87.3% | 87.3% | 22.97%
16077 | 13000 | 27460 | 50 | 1012698000 | 1012.698 | 0.20334 | 61750570 | 61.7506 | 81753450 | 81.7535 | 17.7077 | 5.4046 | 23416170 | 18934520 | 39995520 | 6381947 | 252767500 | 9383989 | 82346210 | 335113710 | 325729721 | 72962221 | 88.6% | 22.4% | 202214000 | 87.36% | 87.36% | 87.36% | 22.4%
14000 | 12000 | 27460 | 20 | 1012730000 | 1012.73 | 0.20225 | 62703700 | 62.7037 | 67416300 | 67.4163 | 20.3384 | 4.7957 | 20391020 | 17478010 | 39995520 | 2951048 | 258463300 | 11165730 | 77864550 | 336327850 | 325162120 | 66698820 | 85.66% | 20.51% | 206770640 | 87.54% | 87.54% | 87.54% | 20.51%
16077 | 15936 | 22054 | 20 | 1012770000 | 1012.77 | 0.20213 | 62546650 | 62.5466 | 69823520 | 69.8235 | 19.7939 | 4.9171 | 23416170 | 23210800 | 32121680 | 3059523 | 257841500 | 11372980 | 78748650 | 336590150 | 325217170 | 67375670 | 85.56% | 20.72% | 206273200 | 87.64% | 87.64% | 87.64% | 20.72%
16000 | 10000 | 27460 | 10 | 1012773000 | 1012.773 | 0.20153 | 62842660 | 62.8427 | 65363800 | 65.3638 | 20.7585 | 4.7148 | 23304020 | 14565010 | 39995520 | 1748943 | 259546700 | 12369500 | 77864550 | 337411250 | 325041750 | 65495050 | 84.11% | 20.15% | 207637360 | 87.84% | 87.84% | 87.84% | 20.15%
16000 | 13000 | 27460 | 50 | 1012862000 | 1012.862 | 0.20338 | 61769800 | 61.7698 | 81626800 | 81.6268 | 17.714 | 5.4028 | 23304020 | 18934520 | 39995520 | 6360387 | 252850600 | 9362679 | 82234060 | 335084660 | 325721981 | 72871381 | 88.61% | 22.37% | 202280480 | 87.35% | 87.35% | 87.35% | 22.37%
16000 | 15936 | 22054 | 20 | 1012917000 | 1012.917 | 0.20218 | 62564820 | 62.5648 | 69696880 | 69.6969 | 19.8066 | 4.9142 | 23304020 | 23210800 | 32121680 | 3045755 | 257920100 | 11346420 | 78636500 | 336556600 | 325210180 | 67290080 | 85.57% | 20.69% | 206336080 | 87.63% | 87.63% | 87.63% | 20.69%
16077 | 12000 | 27460 | 40 | 1012990000 | 1012.99 | 0.20305 | 62056570 | 62.0566 | 77432450 | 77.4325 | 18.3763 | 5.2393 | 23416170 | 17478010 | 39995520 | 5266819 | 254603800 | 9948254 | 80889700 | 335493500 | 325545246 | 70941446 | 87.7% | 21.79% | 203683040 | 87.41% | 87.41% | 87.41% | 21.79%
14000 | 14000 | 27460 | 45 | 1013007000 | 1013.007 | 0.20333 | 62039380 | 62.0394 | 77708300 | 77.7083 | 18.3502 | 5.2405 | 20391020 | 20391020 | 39995520 | 5673697 | 254301700 | 9498895 | 80777560 | 335079260 | 325580365 | 71278665 | 88.24% | 21.89% | 203441360 | 87.3% | 87.3% | 87.3% | 21.89%
13000 | 12000 | 27460 | 10 | 1013060000 | 1013.06 | 0.20184 | 63053560 | 63.0536 | 62471550 | 62.4716 | 21.4648 | 4.5699 | 18934520 | 17478010 | 39995520 | 1663881 | 260501100 | 11948780 | 76408050 | 336909150 | 324960370 | 64459270 | 84.36% | 19.84% | 208400880 | 87.64% | 87.64% | 87.64% | 19.84%
13000 | 13000 | 27460 | 25 | 1013068000 | 1013.068 | 0.20262 | 62658000 | 62.658 | 68442550 | 68.4425 | 20.0995 | 4.8435 | 18934520 | 18934520 | 39995520 | 3442141 | 258020700 | 10673950 | 77864560 | 335885260 | 325211310 | 67190610 | 86.29% | 20.66% | 206416560 | 87.41% | 87.41% | 87.41% | 20.66%
16077 | 10000 | 27460 | 15 | 1013107000 | 1013.107 | 0.20198 | 62746960 | 62.747 | 67140450 | 67.1405 | 20.3316 | 4.8018 | 23416170 | 14565010 | 39995520 | 2421027 | 258874000 | 11736070 | 77976700 | 336850700 | 325114630 | 66240630 | 84.95% | 20.37% | 207099200 | 87.68% | 87.68% | 87.68% | 20.37%
16077 | 10000 | 27460 |  | 1013110000 | 1013.11 | 0.20052 | 63075520 | 63.0755 | 62190440 | 62.1904 | 21.4632 | 4.5788 | 23416170 | 14565010 | 39995520 |  | 261056000 | 14160460 | 77976700 | 339032700 | 324872240 | 63816240 | 81.84% | 19.64% | 208844800 | 88.29% | 88.29% | 88.29% | 19.64%
16000 | 12000 | 27460 | 40 | 1013150000 | 1013.15 | 0.20309 | 62075570 | 62.0756 | 77305800 | 77.3058 | 18.3843 | 5.2371 | 23304020 | 17478010 | 39995520 | 5247403 | 254685900 | 9925781 | 80777550 | 335463450 | 325537669 | 70851769 | 87.71% | 21.76% | 203748720 | 87.4% | 87.4% | 87.4% | 21.76%
9000 | 15936 | 27460 | 25 | 1013210000 | 1013.21 | 0.20285 | 62905030 | 62.905 | 64861210 | 64.8612 | 20.9354 | 4.6644 | 13108510 | 23210800 | 39995520 | 3230829 | 259145700 | 10347880 | 76314830 | 335460530 | 325112650 | 65966950 | 86.44% | 20.29% | 207316560 | 87.24% | 87.24% | 87.24% | 20.29%
16000 | 10000 | 27460 |  | 1013215000 | 1013.215 | 0.20056 | 63090880 | 63.0909 | 62063800 | 62.0638 | 21.4853 | 4.5744 | 23304020 | 14565010 | 39995520 |  | 261122900 | 14120870 | 77864550 | 338987450 | 324866580 | 63743680 | 81.86% | 19.62% | 208898320 | 88.27% | 88.27% | 88.27% | 19.62%
13000 | 12000 | 27460 |  | 1013225000 | 1013.225 | 0.20087 | 63283380 | 63.2834 | 59171550 | 59.1716 | 22.2932 | 4.4182 | 18934520 | 17478010 | 39995520 |  | 262000700 | 13614970 | 76408050 | 338408750 | 324793780 | 62793080 | 82.18% | 19.33% | 209600560 | 88.06% | 88.06% | 88.06% | 19.33%
16000 | 10000 | 27460 | 15 | 1013248000 | 1013.248 | 0.20202 | 62764730 | 62.7647 | 67013800 | 67.0138 | 20.3463 | 4.7986 | 23304020 | 14565010 | 39995520 | 2409916 | 258951000 | 11707610 | 77864550 | 336815550 | 325107940 | 66156940 | 84.96% | 20.35% | 207160800 | 87.67% | 87.67% | 87.67% | 20.35%
14000 | 13000 | 27460 | 35 | 1013319000 | 1013.319 | 0.20304 | 62346670 | 62.3467 | 73387300 | 73.3873 | 19.0848 | 5.0682 | 20391020 | 18934520 | 39995520 | 4570134 | 256143400 | 10067390 | 79321060 | 335464460 | 325397070 | 69253670 | 87.31% | 21.28% | 204914720 | 87.35% | 87.35% | 87.35% | 21.28%
11000 | 14000 | 27460 | 20 | 1013327000 | 1013.327 | 0.20257 | 62935130 | 62.9351 | 64524050 | 64.5241 | 20.9736 | 4.6609 | 16021510 | 20391020 | 39995520 | 2771081 | 259503200 | 10840050 | 76408050 | 335911250 | 325071200 | 65568000 | 85.81% | 20.17% | 207602560 | 87.37% | 87.37% | 87.37% | 20.17%
13000 | 15936 | 27460 | 60 | 1013596000 | 1013.596 | 0.20404 | 61728110 | 61.7281 | 82990210 | 82.9902 | 17.474 | 5.4566 | 18934520 | 23210800 | 39995520 | 7149309 | 252192600 | 8537068 | 82140840 | 334333440 | 325796372 | 73603772 | 89.61% | 22.59% | 201754080 | 87.14% | 87.14% | 87.14% | 22.59%
7000 | 15936 | 27460 |  | 1013617000 | 1013.617 | 0.20154 | 63697390 | 63.6974 | 53321700 | 53.3217 | 24.1345 | 4.0972 | 10195510 | 23210800 | 39995520 |  | 263878300 | 12636700 | 73401830 | 337280130 | 324643430 | 60765130 | 82.78% | 18.72% | 211102640 | 87.64% | 87.64% | 87.64% | 18.72%
16077 | 15936 | 22054 | 25 | 1013745000 | 1013.745 | 0.20264 | 62501880 | 62.5019 | 71473520 | 71.4735 | 19.3753 | 5.0091 | 23416170 | 23210800 | 32121680 | 3567177 | 257384000 | 10864620 | 78748650 | 336132650 | 325268030 | 67884030 | 86.2% | 20.87% | 205907200 | 87.51% | 87.51% | 87.51% | 20.87%
13000 | 12000 | 27460 | 15 | 1013753000 | 1013.753 | 0.20234 | 62990060 | 62.9901 | 64121550 | 64.1215 | 20.9949 | 4.6609 | 18934520 | 17478010 | 39995520 | 2258132 | 259965600 | 11353710 | 76408050 | 336373650 | 325019940 | 65054340 | 85.14% | 20.02% | 207972480 | 87.5% | 87.5% | 87.5% | 20.02%
14000 | 12000 | 27460 | 25 | 1013759000 | 1013.759 | 0.20276 | 62662510 | 62.6625 | 69066300 | 69.0663 | 19.889 | 4.8905 | 20391020 | 17478010 | 39995520 | 3442141 | 258020700 | 10673950 | 77864550 | 335885250 | 325211300 | 67190600 | 86.29% | 20.66% | 206416560 | 87.41% | 87.41% | 87.41% | 20.66%
13000 | 14000 | 27460 | 40 | 1013855000 | 1013.855 | 0.20341 | 62314180 | 62.3142 | 74413550 | 74.4136 | 18.8588 | 5.1179 | 18934520 | 20391020 | 39995520 | 5000186 | 255755800 | 9636746 | 79321060 | 335076860 | 325440114 | 69684314 | 87.85% | 21.41% | 204604640 | 87.24% | 87.24% | 87.24% | 21.41%
16000 | 15936 | 22054 | 25 | 1013900000 | 1013.9 | 0.20268 | 62520540 | 62.5205 | 71346880 | 71.3469 | 19.3862 | 5.0065 | 23304020 | 23210800 | 32121680 | 3551140 | 257464600 | 10840330 | 78636500 | 336101100 | 325260770 | 67796170 | 86.21% | 20.84% | 205971680 | 87.5% | 87.5% | 87.5% | 20.84%
11000 | 15936 | 27460 | 45 | 1013943000 | 1013.943 | 0.20369 | 62297640 | 62.2976 | 74750700 | 74.7507 | 18.812 | 5.1241 | 16021510 | 23210800 | 39995520 | 5394972 | 255454700 | 9207566 | 79227830 | 334682530 | 325474964 | 70020264 | 88.38% | 21.51% | 204363760 | 87.13% | 87.13% | 87.13% | 21.51%
16077 | 10000 | 27460 | 20 | 1013965000 | 1013.965 | 0.20248 | 62694410 | 62.6944 | 68790450 | 68.7905 | 19.8988 | 4.8931 | 23416170 | 14565010 | 39995520 | 2964666 | 258384000 | 11191680 | 77976700 | 336360700 | 325169020 | 66785020 | 85.65% | 20.54% | 206707200 | 87.55% | 87.55% | 87.55% | 20.54%
11000 | 13000 | 27460 |  | 1014002000 | 1014.002 | 0.20131 | 63485370 | 63.4854 | 56903050 | 56.9031 | 22.8884 | 4.3094 | 16021510 | 18934520 | 39995520 |  | 262899200 | 13129810 | 74951550 | 337850750 | 324720940 | 61821740 | 82.48% | 19.04% | 210319360 | 87.85% | 87.85% | 87.85% | 19.04%
16000 | 10000 | 27460 | 20 | 1014114000 | 1014.114 | 0.20253 | 62712720 | 62.7127 | 68663800 | 68.6638 | 19.9116 | 4.8902 | 23304020 | 14565010 | 39995520 | 2951048 | 258463300 | 11165730 | 77864550 | 336327850 | 325162120 | 66698820 | 85.66% | 20.51% | 206770640 | 87.54% | 87.54% | 87.54% | 20.51%
14000 | 15936 | 27460 | 70 | 1014152000 | 1014.152 | 0.20447 | 61436960 | 61.437 | 87934960 | 87.935 | 16.7217 | 5.6594 | 20391020 | 23210800 | 39995520 | 8229622 | 250399400 | 8019363 | 83597340 | 333996740 | 325977377 | 75577977 | 90.41% | 23.19% | 200319520 | 87.1% | 87.1% | 87.1% | 23.19%
11000 | 13000 | 27460 | 10 | 1014166000 | 1014.166 | 0.20229 | 63277360 | 63.2774 | 60203050 | 60.203 | 21.9624 | 4.4727 | 16021510 | 18934520 | 39995520 | 1563038 | 261490500 | 11564600 | 74951550 | 336442050 | 324877450 | 63386950 | 84.57% | 19.51% | 209192400 | 87.46% | 87.46% | 87.46% | 19.51%
7000 | 15936 | 27460 | 10 | 1014180000 | 1014.18 | 0.20252 | 63515850 | 63.5159 | 56621700 | 56.6217 | 23.0377 | 4.2755 | 10195510 | 23210800 | 39995520 | 1440659 | 262579900 | 11194040 | 73401830 | 335981730 | 324787690 | 62207790 | 84.75% | 19.15% | 210063920 | 87.28% | 87.28% | 87.28% | 19.15%
13000 | 13000 | 27460 | 30 | 1014202000 | 1014.202 | 0.20313 | 62623800 | 62.6238 | 70092550 | 70.0926 | 19.65 | 4.94 | 18934520 | 18934520 | 39995520 | 3900941 | 257607200 | 10214520 | 77864560 | 335471760 | 325257240 | 67650040 | 86.88% | 20.8% | 206085760 | 87.3% | 87.3% | 87.3% | 20.8%
16077 | 12000 | 27460 | 45 | 1014228000 | 1014.228 | 0.20356 | 62029190 | 62.0292 | 79082450 | 79.0824 | 17.9959 | 5.3324 | 23416170 | 17478010 | 39995520 | 5694056 | 254218800 | 9520424 | 80889700 | 335108500 | 325588076 | 71369276 | 88.23% | 21.92% | 203375040 | 87.31% | 87.31% | 87.31% | 21.92%
14000 | 14000 | 27460 | 50 | 1014301000 | 1014.301 | 0.20384 | 62015730 | 62.0157 | 79358300 | 79.3583 | 17.9658 | 5.3347 | 20391020 | 20391020 | 39995520 | 6083720 | 253932200 | 9088302 | 80777560 | 334709760 | 325621458 | 71689258 | 88.75% | 22.02% | 203145760 | 87.19% | 87.19% | 87.19% | 22.02%
16000 | 12000 | 27460 | 45 | 1014391000 | 1014.391 | 0.2036 | 62048400 | 62.0484 | 78955800 | 78.9558 | 18.0029 | 5.3305 | 23304020 | 17478010 | 39995520 | 5673697 | 254301700 | 9498895 | 80777550 | 335079250 | 325580355 | 71278655 | 88.24% | 21.89% | 203441360 | 87.3% | 87.3% | 87.3% | 21.89%
9000 | 15936 | 27460 | 30 | 1014398000 | 1014.398 | 0.20336 | 62874340 | 62.8743 | 66511210 | 66.5112 | 20.4389 | 4.7644 | 13108510 | 23210800 | 39995520 | 3673375 | 258746800 | 9904721 | 76314830 | 335061630 | 325156909 | 66410109 | 87.02% | 20.42% | 206997440 | 87.13% | 87.13% | 87.13% | 20.42%
11000 | 14000 | 27460 | 25 | 1014418000 | 1014.418 | 0.20308 | 62898030 | 62.898 | 66174050 | 66.174 | 20.4849 | 4.7592 | 16021510 | 20391020 | 39995520 | 3243285 | 259077700 | 10367190 | 76408050 | 335485750 | 325118560 | 66040860 | 86.43% | 20.31% | 207262160 | 87.25% | 87.25% | 87.25% | 20.31%
14000 | 13000 | 27460 | 40 | 1014547000 | 1014.547 | 0.20355 | 62318690 | 62.3187 | 75037300 | 75.0373 | 18.6729 | 5.1637 | 20391020 | 18934520 | 39995520 | 5000186 | 255755800 | 9636746 | 79321060 | 335076860 | 325440114 | 69684314 | 87.85% | 21.41% | 204604640 | 87.24% | 87.24% | 87.24% | 21.41%
13000 | 12000 | 27460 | 20 | 1014711000 | 1014.711 | 0.20285 | 62944150 | 62.9442 | 65771550 | 65.7716 | 20.5177 | 4.7567 | 18934520 | 17478010 | 39995520 | 2771081 | 259503200 | 10840050 | 76408050 | 335911250 | 325071200 | 65568000 | 85.81% | 20.17% | 207602560 | 87.37% | 87.37% | 87.37% | 20.17%
16077 | 15936 | 22054 | 30 | 1014853000 | 1014.853 | 0.20315 | 62465950 | 62.4659 | 73123520 | 73.1235 | 18.9602 | 5.1034 | 23416170 | 23210800 | 32121680 | 4033994 | 256963300 | 10397150 | 78748650 | 335711950 | 325314800 | 68351500 | 86.8% | 21.01% | 205570640 | 87.4% | 87.4% | 87.4% | 21.01%
9000 | 14000 | 27460 |  | 1014855000 | 1014.855 | 0.20176 | 63692430 | 63.6924 | 54634550 | 54.6345 | 23.5215 | 4.1991 | 13108510 | 20391020 | 39995520 |  | 263818800 | 12665760 | 73495050 | 337313850 | 324648090 | 60829290 | 82.77% | 18.74% | 211055040 | 87.65% | 87.65% | 87.65% | 18.74%
14000 | 12000 | 27460 | 30 | 1014894000 | 1014.894 | 0.20327 | 62628310 | 62.6283 | 70716300 | 70.7163 | 19.4474 | 4.9868 | 20391020 | 17478010 | 39995520 | 3900941 | 257607200 | 10214520 | 77864550 | 335471750 | 325257230 | 67650030 | 86.88% | 20.8% | 206085760 | 87.3% | 87.3% | 87.3% | 20.8%
16077 | 10000 | 27460 | 25 | 1014987000 | 1014.987 | 0.20299 | 62652810 | 62.6528 | 70440450 | 70.4404 | 19.4672 | 4.9873 | 23416170 | 14565010 | 39995520 | 3457683 | 257939700 | 10697980 | 77976700 | 335916400 | 325218420 | 67278720 | 86.28% | 20.69% | 206351760 | 87.43% | 87.43% | 87.43% | 20.69%
11000 | 13000 | 27460 | 15 | 1015010000 | 1015.01 | 0.2028 | 63223920 | 63.2239 | 61853050 | 61.8531 | 21.447 | 4.5691 | 16021510 | 18934520 | 39995520 | 2110807 | 260996800 | 11016070 | 74951550 | 335948350 | 324932280 | 63935480 | 85.3% | 19.68% | 208797440 | 87.33% | 87.33% | 87.33% | 19.68%
16000 | 15936 | 22054 | 30 | 1015010000 | 1015.01 | 0.20319 | 62484740 | 62.4847 | 72996880 | 72.9969 | 18.97 | 5.101 | 23304020 | 23210800 | 32121680 | 4017335 | 257044500 | 10373490 | 78636500 | 335681000 | 325307510 | 68263010 | 86.81% | 20.98% | 205635600 | 87.39% | 87.39% | 87.39% | 20.98%
14000 | 15936 | 22054 | 10 | 1015095000 | 1015.095 | 0.20236 | 63146360 | 63.1464 | 63107380 | 63.1074 | 21.0721 | 4.6493 | 20391020 | 23210800 | 32121680 | 1618514 | 260961400 | 11763290 | 75723500 | 336684900 | 324921610 | 63960210 | 84.47% | 19.68% | 208769120 | 87.56% | 87.56% | 87.56% | 19.68%
14000 | 15936 | 22054 |  | 1015112000 | 1015.112 | 0.20138 | 63366380 | 63.3664 | 59807380 | 59.8074 | 21.8903 | 4.4948 | 20391020 | 23210800 | 32121680 |  | 262420100 | 13384050 | 75723500 | 338143600 | 324759550 | 62339450 | 82.33% | 19.2% | 209936080 | 87.96% | 87.96% | 87.96% | 19.2%
7000 | 15936 | 27460 | 15 | 1015140000 | 1015.14 | 0.20303 | 63470090 | 63.4701 | 58271700 | 58.2717 | 22.4509 | 4.3771 | 10195510 | 23210800 | 39995520 | 1952883 | 262118300 | 10681110 | 73401830 | 335520130 | 324839020 | 62720720 | 85.45% | 19.31% | 209694640 | 87.15% | 87.15% | 87.15% | 19.31%
16000 | 10000 | 27460 | 25 | 1015143000 | 1015.143 | 0.20303 | 62671540 | 62.6715 | 70313800 | 70.3138 | 19.4783 | 4.9847 | 23304020 | 14565010 | 39995520 | 3442141 | 258020700 | 10673950 | 77864550 | 335885250 | 325211300 | 67190600 | 86.29% | 20.66% | 206416560 | 87.41% | 87.41% | 87.41% | 20.66%
13000 | 14000 | 27460 | 45 | 1015145000 | 1015.145 | 0.20392 | 62290260 | 62.2903 | 76063550 | 76.0636 | 18.4499 | 5.2143 | 18934520 | 20391020 | 39995520 | 5411444 | 255385200 | 9224917 | 79321060 | 334706260 | 325481343 | 70096143 | 88.37% | 21.54% | 204308160 | 87.14% | 87.14% | 87.14% | 21.54%
16077 | 14000 | 27460 | 70 | 1015189000 | 1015.189 | 0.20466 | 61410240 | 61.4102 | 89374450 | 89.3744 | 16.4331 | 5.7453 | 23416170 | 20391020 | 39995520 | 8272662 | 250246300 | 8057068 | 83802710 | 334049010 | 325991942 | 75745642 | 90.39% | 23.24% | 200197040 | 87.12% | 87.12% | 87.12% | 23.24%
11000 | 15936 | 27460 | 50 | 1015252000 | 1015.252 | 0.20421 | 62275040 | 62.275 | 76400700 | 76.4007 | 18.4033 | 5.2206 | 16021510 | 23210800 | 39995520 | 5800107 | 255089600 | 8801868 | 79227830 | 334317430 | 325515562 | 70425962 | 88.89% | 21.64% | 204071680 | 87.03% | 87.03% | 87.03% | 21.64%
16077 | 15936 | 27460 | 90 | 1015322000 | 1015.322 | 0.2053 | 60850220 | 60.8502 | 97951100 | 97.9511 | 15.4046 | 6.0467 | 23416170 | 23210800 | 39995520 | 10390600 | 246791500 | 7069031 | 86622490 | 333413990 | 326344959 | 79553459 | 91.84% | 24.38% | 197433200 | 87.04% | 87.04% | 87.04% | 24.38%
16077 | 13000 | 27460 | 60 | 1015325000 | 1015.325 | 0.20436 | 61705880 | 61.7059 | 85053450 | 85.0534 | 17.0039 | 5.5887 | 23416170 | 18934520 | 39995520 | 7189908 | 252039400 | 8574907 | 82346210 | 334385610 | 325810703 | 73771303 | 89.59% | 22.64% | 201631520 | 87.16% | 87.16% | 87.16% | 22.64%
16000 | 14000 | 27460 | 70 | 1015354000 | 1015.354 | 0.2047 | 61429600 | 61.4296 | 89247800 | 89.2478 | 16.437 | 5.7441 | 23304020 | 20391020 | 39995520 | 8249137 | 250329900 | 8036477 | 83690560 | 334020460 | 325983983 | 75654083 | 90.4% | 23.21% | 200263920 | 87.11% | 87.11% | 87.11% | 23.21%
9000 | 14000 | 27460 | 10 | 1015394000 | 1015.394 | 0.20275 | 63509280 | 63.5093 | 57934550 | 57.9346 | 22.4829 | 4.3751 | 13108510 | 20391020 | 39995520 | 1448076 | 262513700 | 11215680 | 73495050 | 336008750 | 324793070 | 62279370 | 84.74% | 19.18% | 210010960 | 87.29% | 87.29% | 87.29% | 19.18%
13000 | 13000 | 27460 | 35 | 1015411000 | 1015.411 | 0.20364 | 62594520 | 62.5945 | 71742550 | 71.7425 | 19.2111 | 5.0374 | 18934520 | 18934520 | 39995520 | 4336981 | 257214200 | 9777871 | 77864560 | 335078760 | 325300889 | 68086689 | 87.44% | 20.93% | 205771360 | 87.19% | 87.19% | 87.19% | 20.93%
16000 | 15936 | 27460 | 90 | 1015488000 | 1015.488 | 0.20535 | 60869620 | 60.8696 | 97824460 | 97.8245 | 15.4068 | 6.0458 | 23304020 | 23210800 | 39995520 | 10365000 | 246875300 | 7048805 | 86510340 | 333385640 | 326336835 | 79461535 | 91.85% | 24.35% | 197500240 | 87.03% | 87.03% | 87.03% | 24.35%
16000 | 13000 | 27460 | 60 | 1015490000 | 1015.49 | 0.20441 | 61725250 | 61.7253 | 84926800 | 84.9268 | 17.0088 | 5.5872 | 23304020 | 18934520 | 39995520 | 7167703 | 252123000 | 8554243 | 82234060 | 334357060 | 325802817 | 73679817 | 89.6% | 22.61% | 201698400 | 87.15% | 87.15% | 87.15% | 22.61%
16077 | 12000 | 27460 | 50 | 1015520000 | 1015.52 | 0.20407 | 62005430 | 62.0054 | 80732450 | 80.7325 | 17.624 | 5.4263 | 23416170 | 17478010 | 39995520 | 6104601 | 253848800 | 9109310 | 80889700 | 334738500 | 325629190 | 71780390 | 88.74% | 22.04% | 203079040 | 87.21% | 87.21% | 87.21% | 22.04%
11000 | 14000 | 27460 | 30 | 1015602000 | 1015.602 | 0.20359 | 62867160 | 62.8672 | 67824050 | 67.824 | 20.0073 | 4.8587 | 16021510 | 20391020 | 39995520 | 3686696 | 258678100 | 9923161 | 76408050 | 335086150 | 325162989 | 66484889 | 87.01% | 20.45% | 206942480 | 87.14% | 87.14% | 87.14% | 20.45%
9000 | 15936 | 27460 | 35 | 1015662000 | 1015.662 | 0.20387 | 62848710 | 62.8487 | 68161210 | 68.1612 | 19.9557 | 4.8654 | 13108510 | 23210800 | 39995520 | 4092561 | 258369100 | 9484953 | 76314830 | 334683930 | 325198977 | 66829877 | 87.57% | 20.55% | 206695280 | 87.03% | 87.03% | 87.03% | 20.55%
16000 | 12000 | 27460 | 50 | 1015684000 | 1015.684 | 0.20412 | 62024750 | 62.0247 | 80605800 | 80.6058 | 17.6301 | 5.4246 | 23304020 | 17478010 | 39995520 | 6083720 | 253932200 | 9088302 | 80777550 | 334709750 | 325621448 | 71689248 | 88.75% | 22.02% | 203145760 | 87.19% | 87.19% | 87.19% | 22.02%
13000 | 12000 | 27460 | 25 | 1015801000 | 1015.801 | 0.20335 | 62907050 | 62.907 | 67421550 | 67.4215 | 20.0472 | 4.8547 | 18934520 | 17478010 | 39995520 | 3243285 | 259077700 | 10367190 | 76408050 | 335485750 | 325118560 | 66040860 | 86.43% | 20.31% | 207262160 | 87.25% | 87.25% | 87.25% | 20.31%
14000 | 13000 | 27460 | 45 | 1015836000 | 1015.836 | 0.20406 | 62294770 | 62.2948 | 76687300 | 76.6873 | 18.2705 | 5.26 | 20391020 | 18934520 | 39995520 | 5411444 | 255385200 | 9224917 | 79321060 | 334706260 | 325481343 | 70096143 | 88.37% | 21.54% | 204308160 | 87.14% | 87.14% | 87.14% | 21.54%
14000 | 15936 | 22054 | 15 | 1015867000 | 1015.867 | 0.20286 | 63088140 | 63.0881 | 64757380 | 64.7574 | 20.6065 | 4.7422 | 20391020 | 23210800 | 32121680 | 2188383 | 260447800 | 11192630 | 75723500 | 336171300 | 324978670 | 64530870 | 85.22% | 19.86% | 208358240 | 87.42% | 87.42% | 87.42% | 19.86%
16077 | 15936 | 22054 | 35 | 1016039000 | 1016.039 | 0.20366 | 62435130 | 62.4351 | 74773520 | 74.7735 | 18.5537 | 5.1987 | 23416170 | 23210800 | 32121680 | 4477168 | 256563900 | 9953364 | 78748650 | 335312550 | 325359186 | 68795286 | 87.36% | 21.14% | 205251120 | 87.29% | 87.29% | 87.29% | 21.14%
11000 | 13000 | 27460 | 20 | 1016052000 | 1016.052 | 0.2033 | 63183580 | 63.1836 | 63503050 | 63.5031 | 20.9336 | 4.6689 | 16021510 | 18934520 | 39995520 | 2597967 | 260557800 | 10528240 | 74951550 | 335509350 | 324981110 | 64423310 | 85.95% | 19.82% | 208446240 | 87.2% | 87.2% | 87.2% | 19.82%
14000 | 10000 | 27460 |  | 1016077000 | 1016.077 | 0.20173 | 63498910 | 63.4989 | 58774300 | 58.7743 | 22.0743 | 4.4595 | 20391020 | 14565010 | 39995520 |  | 262899200 | 13129810 | 74951550 | 337850750 | 324720940 | 61821740 | 82.48% | 19.04% | 210319360 | 87.85% | 87.85% | 87.85% | 19.04%
14000 | 12000 | 27460 | 35 | 1016103000 | 1016.103 | 0.20378 | 62599040 | 62.599 | 72366300 | 72.3663 | 19.0161 | 5.0842 | 20391020 | 17478010 | 39995520 | 4336981 | 257214200 | 9777871 | 77864550 | 335078750 | 325300879 | 68086679 | 87.44% | 20.93% | 205771360 | 87.19% | 87.19% | 87.19% | 20.93%
16077 | 10000 | 27460 | 30 | 1016118000 | 1016.118 | 0.2035 | 62618360 | 62.6184 | 72090450 | 72.0905 | 19.0422 | 5.0831 | 23416170 | 14565010 | 39995520 | 3917647 | 257525200 | 10237380 | 77976700 | 335501900 | 325264520 | 67739320 | 86.87% | 20.83% | 206020160 | 87.31% | 87.31% | 87.31% | 20.83%
16077 | 14000 | 22054 | 10 | 1016183000 | 1016.183 | 0.20254 | 63123040 | 63.123 | 64546860 | 64.5469 | 20.5908 | 4.7502 | 23416170 | 20391020 | 32121680 | 1632433 | 260822400 | 11818030 | 75928870 | 336751270 | 324933240 | 64110840 | 84.44% | 19.73% | 208657920 | 87.58% | 87.58% | 87.58% | 19.73%
16000 | 15936 | 22054 | 35 | 1016200000 | 1016.2 | 0.2037 | 62454200 | 62.4542 | 74646880 | 74.6469 | 18.5622 | 5.1965 | 23304020 | 23210800 | 32121680 | 4459188 | 256646300 | 9931023 | 78636500 | 335282800 | 325351777 | 68705477 | 87.37% | 21.12% | 205317040 | 87.28% | 87.28% | 87.28% | 21.12%
7000 | 15936 | 27460 | 20 | 1016232000 | 1016.232 | 0.20354 | 63433110 | 63.4331 | 59921700 | 59.9217 | 21.8776 | 4.4806 | 10195510 | 23210800 | 39995520 | 2424532 | 261693200 | 10208810 | 73401830 | 335095030 | 324886220 | 63193020 | 86.09% | 19.45% | 209354560 | 87.03% | 87.03% | 87.03% | 19.45%
11000 | 12000 | 27460 |  | 1016238000 | 1016.238 | 0.20204 | 63701450 | 63.7015 | 55882050 | 55.882 | 22.9387 | 4.3004 | 16021510 | 17478010 | 39995520 |  | 263818800 | 12665760 | 73495040 | 337313840 | 324648080 | 60829280 | 82.77% | 18.74% | 211055040 | 87.65% | 87.65% | 87.65% | 18.74%
14000 | 10000 | 27460 | 10 | 1016241000 | 1016.241 | 0.20271 | 63290900 | 63.2909 | 62074300 | 62.0743 | 21.2137 | 4.6203 | 20391020 | 14565010 | 39995520 | 1563038 | 261490500 | 11564600 | 74951550 | 336442050 | 324877450 | 63386950 | 84.57% | 19.51% | 209192400 | 87.46% | 87.46% | 87.46% | 19.51%
16077 | 14000 | 22054 |  | 1016245000 | 1016.245 | 0.20157 | 63346060 | 63.3461 | 61246860 | 61.2469 | 21.3626 | 4.599 | 23416170 | 20391020 | 32121680 |  | 262293700 | 13452730 | 75928870 | 338222570 | 324769840 | 62476140 | 82.28% | 19.24% | 209834960 | 87.99% | 87.99% | 87.99% | 19.24%
16000 | 10000 | 27460 | 30 | 1016277000 | 1016.277 | 0.20354 | 62637340 | 62.6373 | 71963800 | 71.9638 | 19.052 | 5.0807 | 23304020 | 14565010 | 39995520 | 3900941 | 257607200 | 10214520 | 77864550 | 335471750 | 325257230 | 67650030 | 86.88% | 20.8% | 206085760 | 87.3% | 87.3% | 87.3% | 20.8%
13000 | 15936 | 27460 | 70 | 1016304000 | 1016.304 | 0.20507 | 61688800 | 61.6888 | 86290210 | 86.2902 | 16.7784 | 5.6413 | 18934520 | 23210800 | 39995520 | 7932396 | 251486800 | 7752895 | 82140840 | 333627640 | 325874745 | 74387945 | 90.56% | 22.83% | 201189440 | 86.94% | 86.94% | 86.94% | 22.83%
16000 | 14000 | 22054 | 10 | 1016320000 | 1016.32 | 0.20259 | 63140520 | 63.1405 | 64420220 | 64.4202 | 20.607 | 4.7468 | 23304020 | 20391020 | 32121680 | 1624857 | 260898200 | 11788030 | 75816720 | 336714920 | 324926890 | 64028690 | 84.45% | 19.71% | 208718560 | 87.57% | 87.57% | 87.57% | 19.71%
9000 | 14000 | 27460 | 15 | 1016348000 | 1016.348 | 0.20326 | 63463120 | 63.4631 | 59584550 | 59.5846 | 21.9228 | 4.4761 | 13108510 | 20391020 | 39995520 | 1962205 | 262050400 | 10700830 | 73495050 | 335545450 | 324844620 | 62794220 | 85.44% | 19.33% | 209640320 | 87.16% | 87.16% | 87.16% | 19.33%
16000 | 14000 | 22054 |  | 1016357000 | 1016.357 | 0.20161 | 63361900 | 63.3619 | 61120220 | 61.1202 | 21.384 | 4.5947 | 23304020 | 20391020 | 32121680 |  | 262362600 | 13415140 | 75816720 | 338179320 | 324764180 | 62401580 | 82.31% | 19.21% | 209890080 | 87.97% | 87.97% | 87.97% | 19.21%
13000 | 14000 | 27460 | 50 | 1016454000 | 1016.454 | 0.20444 | 62267630 | 62.2676 | 77713550 | 77.7135 | 18.0542 | 5.3105 | 18934520 | 20391020 | 39995520 | 5816764 | 255019900 | 8819034 | 79321060 | 334340960 | 325521926 | 70502026 | 88.88% | 21.66% | 204015920 | 87.04% | 87.04% | 87.04% | 21.66%
13000 | 15936 | 22054 |  | 1016618000 | 1016.618 | 0.20197 | 63575350 | 63.5754 | 58162620 | 58.1626 | 22.1899 | 4.4376 | 18934520 | 23210800 | 32121680 |  | 263328900 | 12909190 | 74267000 | 337595900 | 324686710 | 61357810 | 82.62% | 18.9% | 210663120 | 87.76% | 87.76% | 87.76% | 18.9%
13000 | 13000 | 27460 | 40 | 1016690000 | 1016.69 | 0.20415 | 62569930 | 62.5699 | 73392550 | 73.3925 | 18.7826 | 5.1358 | 18934520 | 18934520 | 39995520 | 4751366 | 256840800 | 9362912 | 77864560 | 334705360 | 325342448 | 68501648 | 87.98% | 21.06% | 205472640 | 87.09% | 87.09% | 87.09% | 21.06%
11000 | 12000 | 27460 | 10 | 1016777000 | 1016.777 | 0.20303 | 63518310 | 63.5183 | 59182050 | 59.182 | 21.9501 | 4.4749 | 16021510 | 17478010 | 39995520 | 1448076 | 262513700 | 11215680 | 73495040 | 336008740 | 324793060 | 62279360 | 84.74% | 19.18% | 210010960 | 87.29% | 87.29% | 87.29% | 19.18%
11000 | 14000 | 27460 | 35 | 1016862000 | 1016.862 | 0.2041 | 62841260 | 62.8413 | 69474050 | 69.4741 | 19.542 | 4.9593 | 16021510 | 20391020 | 39995520 | 4107112 | 258299200 | 9502161 | 76408050 | 334707250 | 325205089 | 66905889 | 87.56% | 20.57% | 206639360 | 87.04% | 87.04% | 87.04% | 20.57%
14000 | 15936 | 22054 | 20 | 1016869000 | 1016.869 | 0.20337 | 63045150 | 63.0451 | 66407380 | 66.4074 | 20.1371 | 4.8394 | 20391020 | 23210800 | 32121680 | 2687820 | 259997700 | 10692500 | 75723500 | 335721200 | 325028700 | 65031000 | 85.88% | 20.01% | 207998160 | 87.29% | 87.29% | 87.29% | 20.01%
16077 | 14000 | 22054 | 15 | 1016934000 | 1016.934 | 0.20304 | 63063410 | 63.0634 | 66196860 | 66.1969 | 20.1476 | 4.8419 | 23416170 | 20391020 | 32121680 | 2208791 | 260303000 | 11240880 | 75928870 | 336231870 | 324990990 | 64687990 | 85.2% | 19.9% | 208242400 | 87.44% | 87.44% | 87.44% | 19.9%
14000 | 14000 | 27460 | 60 | 1016950000 | 1016.95 | 0.20487 | 61972540 | 61.9725 | 82658300 | 82.6583 | 17.2313 | 5.5228 | 20391020 | 20391020 | 39995520 | 6884747 | 253210300 | 8286164 | 80777560 | 333987860 | 325701696 | 72491396 | 89.74% | 22.26% | 202568240 | 87% | 87% | 87% | 22.26%
14000 | 15936 | 27460 | 80 | 1016951000 | 1016.951 | 0.20551 | 61403720 | 61.4037 | 91234960 | 91.235 | 16.076 | 5.8414 | 20391020 | 23210800 | 39995520 | 8984665 | 249718900 | 7263272 | 83597340 | 333316240 | 326052968 | 76334068 | 91.31% | 23.41% | 199775120 | 86.91% | 86.91% | 86.91% | 23.41%
13000 | 15936 | 22054 | 10 | 1016955000 | 1016.955 | 0.20295 | 63378840 | 63.3788 | 61462620 | 61.4626 | 21.2957 | 4.6036 | 18934520 | 23210800 | 32121680 | 1509881 | 261968100 | 11397210 | 74267000 | 336235100 | 324837890 | 62869790 | 84.65% | 19.35% | 209574480 | 87.38% | 87.38% | 87.38% | 19.35%
9000 | 15936 | 27460 | 40 | 1016964000 | 1016.964 | 0.20438 | 62825640 | 62.8256 | 69811210 | 69.8112 | 19.4886 | 4.9666 | 13108510 | 23210800 | 39995520 | 4499914 | 258001900 | 9077035 | 76314830 | 334316730 | 325239695 | 67237795 | 88.11% | 20.67% | 206401520 | 86.93% | 86.93% | 86.93% | 20.67%
5000 | 15936 | 27460 |  | 1016965000 | 1016.965 | 0.20272 | 64137700 | 64.1377 | 50032210 | 50.0322 | 24.9238 | 3.9728 | 7282506 | 23210800 | 39995520 |  | 265789200 | 11780190 | 70488826 | 336278026 | 324497836 | 58708636 | 83.29% | 18.09% | 212631360 | 87.25% | 87.25% | 87.25% | 18.09%
13000 | 12000 | 27460 | 30 | 1016986000 | 1016.986 | 0.20386 | 62876180 | 62.8762 | 69071550 | 69.0716 | 19.5867 | 4.954 | 18934520 | 17478010 | 39995520 | 3686696 | 258678100 | 9923161 | 76408050 | 335086150 | 325162989 | 66484889 | 87.01% | 20.45% | 206942480 | 87.14% | 87.14% | 87.14% | 20.45%
16000 | 14000 | 22054 | 15 | 1017083000 | 1017.083 | 0.20309 | 63081680 | 63.0817 | 66070220 | 66.0702 | 20.1614 | 4.8389 | 23304020 | 20391020 | 32121680 | 2197590 | 260382100 | 11214500 | 75816720 | 336198820 | 324984320 | 64602220 | 85.21% | 19.88% | 208305680 | 87.43% | 87.43% | 87.43% | 19.88%
14000 | 10000 | 27460 | 15 | 1017085000 | 1017.085 | 0.20321 | 63237450 | 63.2375 | 63724300 | 63.7243 | 20.7296 | 4.716 | 20391020 | 14565010 | 39995520 | 2110807 | 260996800 | 11016070 | 74951550 | 335948350 | 324932280 | 63935480 | 85.3% | 19.68% | 208797440 | 87.33% | 87.33% | 87.33% | 19.68%
14000 | 13000 | 27460 | 50 | 1017145000 | 1017.145 | 0.20458 | 62272140 | 62.2721 | 78337300 | 78.3373 | 17.881 | 5.3561 | 20391020 | 18934520 | 39995520 | 5816764 | 255019900 | 8819034 | 79321060 | 334340960 | 325521926 | 70502026 | 88.88% | 21.66% | 204015920 | 87.04% | 87.04% | 87.04% | 21.66%
9000 | 13000 | 27460 |  | 1017171000 | 1017.171 | 0.20249 | 63913830 | 63.9138 | 53613550 | 53.6135 | 23.5755 | 4.1899 | 13108510 | 18934520 | 39995520 |  | 264760600 | 12223880 | 72038550 | 336799150 | 324575270 | 59814670 | 83.03% | 18.43% | 211808480 | 87.45% | 87.45% | 87.45% | 18.43%
11000 | 13000 | 27460 | 25 | 1017197000 | 1017.197 | 0.20381 | 63150080 | 63.1501 | 65153050 | 65.153 | 20.432 | 4.7701 | 16021510 | 18934520 | 39995520 | 3053536 | 260147200 | 10072040 | 74951550 | 335098750 | 325026710 | 64879510 | 86.56% | 19.96% | 208117760 | 87.09% | 87.09% | 87.09% | 19.96%
16077 | 15936 | 22054 | 40 | 1017284000 | 1017.284 | 0.20417 | 62408310 | 62.4083 | 76423520 | 76.4235 | 18.1567 | 5.2948 | 23416170 | 23210800 | 32121680 | 4901843 | 256181100 | 9528099 | 78748650 | 334929750 | 325401651 | 69220551 | 87.9% | 21.27% | 204944880 | 87.18% | 87.18% | 87.18% | 21.27%
16077 | 10000 | 27460 | 35 | 1017324000 | 1017.324 | 0.20401 | 62588930 | 62.5889 | 73740450 | 73.7404 | 18.6264 | 5.1801 | 23416170 | 14565010 | 39995520 | 4354363 | 257131600 | 9800053 | 77976700 | 335108300 | 325308247 | 68176647 | 87.43% | 20.96% | 205705280 | 87.2% | 87.2% | 87.2% | 20.96%
16077 | 8000 | 27460 |  | 1017345000 | 1017.345 | 0.20196 | 63491850 | 63.4918 | 60148440 | 60.1484 | 21.5363 | 4.5642 | 23416170 | 11652010 | 39995520 |  | 262829300 | 13166430 | 75063700 | 337893000 | 324726570 | 61897270 | 82.46% | 19.06% | 210263440 | 87.87% | 87.87% | 87.87% | 19.06%
14000 | 12000 | 27460 | 40 | 1017382000 | 1017.382 | 0.20429 | 62574440 | 62.5744 | 74016300 | 74.0163 | 18.5946 | 5.1825 | 20391020 | 17478010 | 39995520 | 4751366 | 256840800 | 9362912 | 77864550 | 334705350 | 325342438 | 68501638 | 87.98% | 21.06% | 205472640 | 87.09% | 87.09% | 87.09% | 21.06%
9000 | 14000 | 27460 | 20 | 1017437000 | 1017.437 | 0.20377 | 63425940 | 63.4259 | 61234550 | 61.2345 | 21.3741 | 4.5791 | 13108510 | 20391020 | 39995520 | 2434783 | 261624500 | 10227600 | 73495050 | 335119550 | 324891950 | 63267450 | 86.08% | 19.47% | 209299600 | 87.04% | 87.04% | 87.04% | 19.47%
7000 | 15936 | 27460 | 25 | 1017439000 | 1017.439 | 0.20405 | 63403690 | 63.4037 | 61571700 | 61.5717 | 21.3189 | 4.5858 | 10195510 | 23210800 | 39995520 | 2861249 | 261299600 | 9771482 | 73401830 | 334701430 | 324929948 | 63630348 | 86.69% | 19.58% | 209039680 | 86.92% | 86.92% | 86.92% | 19.58%
16000 | 15936 | 22054 | 40 | 1017449000 | 1017.449 | 0.20421 | 62427640 | 62.4276 | 76296880 | 76.2969 | 18.164 | 5.2929 | 23304020 | 23210800 | 32121680 | 4882663 | 256264600 | 9506961 | 78636500 | 334901100 | 325394139 | 69129539 | 87.91% | 21.24% | 205011680 | 87.17% | 87.17% | 87.17% | 21.24%
16000 | 8000 | 27460 |  | 1017460000 | 1017.46 | 0.202 | 63507930 | 63.5079 | 60021800 | 60.0218 | 21.558 | 4.5599 | 23304020 | 11652010 | 39995520 |  | 262899200 | 13129810 | 74951550 | 337850750 | 324720940 | 61821740 | 82.48% | 19.04% | 210319360 | 87.85% | 87.85% | 87.85% | 19.04%
16077 | 8000 | 27460 | 10 | 1017481000 | 1017.481 | 0.20294 | 63282030 | 63.282 | 63448440 | 63.4484 | 20.7214 | 4.7224 | 23416170 | 11652010 | 39995520 | 1571408 | 261413000 | 11592840 | 75063700 | 336476700 | 324883860 | 63470860 | 84.56% | 19.54% | 209130400 | 87.48% | 87.48% | 87.48% | 19.54%
16000 | 10000 | 27460 | 35 | 1017486000 | 1017.486 | 0.20405 | 62608060 | 62.6081 | 73613800 | 73.6138 | 18.6351 | 5.1778 | 23304020 | 14565010 | 39995520 | 4336981 | 257214200 | 9777871 | 77864550 | 335078750 | 325300879 | 68086679 | 87.44% | 20.93% | 205771360 | 87.19% | 87.19% | 87.19% | 20.93%
13000 | 10000 | 27460 |  | 1017622000 | 1017.622 | 0.20231 | 63710480 | 63.7105 | 57129550 | 57.1296 | 22.3797 | 4.402 | 18934520 | 14565010 | 39995520 |  | 263818800 | 12665760 | 73495050 | 337313850 | 324648090 | 60829290 | 82.77% | 18.74% | 211055040 | 87.65% | 87.65% | 87.65% | 18.74%
16000 | 8000 | 27460 | 10 | 1017625000 | 1017.625 | 0.20298 | 63299920 | 63.2999 | 63321800 | 63.3218 | 20.7374 | 4.7189 | 23304020 | 11652010 | 39995520 | 1563038 | 261490500 | 11564600 | 74951550 | 336442050 | 324877450 | 63386950 | 84.57% | 19.51% | 209192400 | 87.46% | 87.46% | 87.46% | 19.51%
11000 | 12000 | 27460 | 15 | 1017731000 | 1017.731 | 0.20353 | 63472140 | 63.4721 | 60832050 | 60.8321 | 21.4137 | 4.5755 | 16021510 | 17478010 | 39995520 | 1962205 | 262050400 | 10700830 | 73495040 | 335545440 | 324844610 | 62794210 | 85.44% | 19.33% | 209640320 | 87.16% | 87.16% | 87.16% | 19.33%
13000 | 15936 | 22054 | 15 | 1017855000 | 1017.855 | 0.20346 | 63329120 | 63.3291 | 63112620 | 63.1126 | 20.7989 | 4.7013 | 18934520 | 23210800 | 32121680 | 2040416 | 261490000 | 10865940 | 74267000 | 335757000 | 324891060 | 63401060 | 85.37% | 19.51% | 209192000 | 87.25% | 87.25% | 87.25% | 19.51%
11000 | 15936 | 27460 | 60 | 1017909000 | 1017.909 | 0.20524 | 62232380 | 62.2324 | 79700700 | 79.7007 | 17.6262 | 5.4127 | 16021510 | 23210800 | 39995520 | 6598715 | 254369900 | 8002152 | 79227830 | 333597730 | 325595578 | 71225678 | 89.9% | 21.88% | 203495920 | 86.83% | 86.83% | 86.83% | 21.88%
16077 | 14000 | 22054 | 20 | 1017923000 | 1017.923 | 0.20355 | 63019550 | 63.0196 | 67846860 | 67.8469 | 19.6987 | 4.9382 | 23416170 | 20391020 | 32121680 | 2712237 | 259849300 | 10736730 | 75928870 | 335778170 | 325041440 | 65192140 | 85.86% | 20.06% | 207879440 | 87.31% | 87.31% | 87.31% | 20.06%
14000 | 15936 | 22054 | 25 | 1017984000 | 1017.984 | 0.20388 | 63009670 | 63.0097 | 68057380 | 68.0574 | 19.676 | 4.9383 | 20391020 | 23210800 | 32121680 | 3152517 | 259578900 | 10227160 | 75723500 | 335302400 | 325075240 | 65496340 | 86.49% | 20.15% | 207663120 | 87.18% | 87.18% | 87.18% | 20.15%
16077 | 14000 | 27460 | 80 | 1017985000 | 1017.985 | 0.20569 | 61376840 | 61.3768 | 92674450 | 92.6744 | 15.8055 | 5.9266 | 23416170 | 20391020 | 39995520 | 9028464 | 249565100 | 7300217 | 83802710 | 333367810 | 326067593 | 76502493 | 91.29% | 23.46% | 199652080 | 86.93% | 86.93% | 86.93% | 23.46%
13000 | 13000 | 27460 | 45 | 1017995000 | 1017.995 | 0.20466 | 62547060 | 62.5471 | 75042550 | 75.0426 | 18.3679 | 5.2342 | 18934520 | 18934520 | 39995520 | 5157794 | 256474400 | 8955919 | 77864560 | 334338960 | 325383041 | 68908641 | 88.5% | 21.18% | 205179520 | 86.99% | 86.99% | 86.99% | 21.18%
16077 | 13000 | 27460 | 70 | 1018031000 | 1018.031 | 0.2054 | 61666480 | 61.6665 | 88353450 | 88.3534 | 16.3384 | 5.7725 | 23416170 | 18934520 | 39995520 | 7973431 | 251333200 | 7790297 | 82346210 | 333679410 | 325889113 | 74555913 | 90.54% | 22.88% | 201066560 | 86.97% | 86.97% | 86.97% | 22.88%
9000 | 13000 | 27460 | 10 | 1018076000 | 1018.076 | 0.20349 | 63754970 | 63.755 | 56913550 | 56.9136 | 22.4709 | 4.3772 | 13108510 | 18934520 | 39995520 | 1335817 | 263556700 | 10886210 | 72038550 | 335595250 | 324709040 | 61152340 | 84.89% | 18.83% | 210845360 | 87.12% | 87.12% | 87.12% | 18.83%
16000 | 14000 | 22054 | 20 | 1018079000 | 1018.079 | 0.2036 | 63038290 | 63.0383 | 67720220 | 67.7202 | 19.7107 | 4.9354 | 23304020 | 20391020 | 32121680 | 2698847 | 259930300 | 10712550 | 75816720 | 335747020 | 325034470 | 65104170 | 85.87% | 20.03% | 207944240 | 87.3% | 87.3% | 87.3% | 20.03%
14000 | 10000 | 27460 | 20 | 1018127000 | 1018.127 | 0.20372 | 63197120 | 63.1971 | 65374300 | 65.3743 | 20.2459 | 4.8152 | 20391020 | 14565010 | 39995520 | 2597967 | 260557800 | 10528240 | 74951550 | 335509350 | 324981110 | 64423310 | 85.95% | 19.82% | 208446240 | 87.2% | 87.2% | 87.2% | 19.82%
16000 | 14000 | 27460 | 80 | 1018152000 | 1018.152 | 0.20574 | 61396290 | 61.3963 | 92547800 | 92.5478 | 15.8083 | 5.9256 | 23304020 | 20391020 | 39995520 | 9004524 | 249649100 | 7280041 | 83690560 | 333339660 | 326059619 | 76410519 | 91.3% | 23.43% | 199719280 | 86.92% | 86.92% | 86.92% | 23.43%
13000 | 10000 | 27460 | 10 | 1018161000 | 1018.161 | 0.20331 | 63527330 | 63.5273 | 60429550 | 60.4295 | 21.438 | 4.575 | 18934520 | 14565010 | 39995520 | 1448076 | 262513700 | 11215680 | 73495050 | 336008750 | 324793070 | 62279370 | 84.74% | 19.18% | 210010960 | 87.29% | 87.29% | 87.29% | 19.18%
11000 | 14000 | 27460 | 40 | 1018164000 | 1018.164 | 0.20461 | 62818140 | 62.8181 | 71124050 | 71.124 | 19.0913 | 5.0601 | 16021510 | 20391020 | 39995520 | 4514650 | 257931900 | 9094058 | 76408050 | 334339950 | 325245892 | 67313992 | 88.1% | 20.7% | 206345520 | 86.94% | 86.94% | 86.94% | 20.7%
16077 | 12000 | 27460 | 60 | 1018167000 | 1018.167 | 0.2051 | 61962160 | 61.9622 | 84032450 | 84.0324 | 16.9121 | 5.6138 | 23416170 | 17478010 | 39995520 | 6906010 | 253126500 | 8306789 | 80889700 | 334016200 | 325709411 | 72582911 | 89.73% | 22.28% | 202501200 | 87.01% | 87.01% | 87.01% | 22.28%
7000 | 14000 | 27460 |  | 1018191000 | 1018.191 | 0.20295 | 64131950 | 64.132 | 51345050 | 51.3451 | 24.255 | 4.0778 | 10195510 | 20391020 | 39995520 |  | 265726400 | 11805930 | 70582050 | 336308450 | 324502520 | 58776120 | 83.27% | 18.11% | 212581120 | 87.26% | 87.26% | 87.26% | 18.11%
16000 | 13000 | 27460 | 70 | 1018197000 | 1018.197 | 0.20544 | 61685900 | 61.6859 | 88226800 | 88.2268 | 16.3421 | 5.7713 | 23304020 | 18934520 | 39995520 | 7950987 | 251417100 | 7769871 | 82234060 | 333651160 | 325881289 | 74464189 | 90.55% | 22.85% | 201133680 | 86.95% | 86.95% | 86.95% | 22.85%
16077 | 15936 | 27460 | 100 | 1018219000 | 1018.219 | 0.20634 | 60823470 | 60.8235 | 101251100 | 101.2511 | 14.8457 | 6.2218 | 23416170 | 23210800 | 39995520 | 11115630 | 246138100 | 6342991 | 86622490 | 332760590 | 326417599 | 80279499 | 92.68% | 24.59% | 196910480 | 86.86% | 86.86% | 86.86% | 24.59%
13000 | 12000 | 27460 | 35 | 1018246000 | 1018.246 | 0.20438 | 62850280 | 62.8503 | 70721550 | 70.7215 | 19.1375 | 5.0543 | 18934520 | 17478010 | 39995520 | 4107112 | 258299200 | 9502161 | 76408050 | 334707250 | 325205089 | 66905889 | 87.56% | 20.57% | 206639360 | 87.04% | 87.04% | 87.04% | 20.57%
5000 | 15936 | 27460 | 10 | 1018248000 | 1018.248 | 0.20373 | 64003900 | 64.0039 | 53332210 | 53.3322 | 23.6232 | 4.1747 | 7282506 | 23210800 | 39995520 | 1219980 | 264689700 | 10558520 | 70488826 | 335178526 | 324620006 | 59930306 | 85.02% | 18.46% | 211751760 | 86.94% | 86.94% | 86.94% | 18.46%
9000 | 15936 | 27460 | 45 | 1018277000 | 1018.277 | 0.2049 | 62803290 | 62.8033 | 71461210 | 71.4612 | 19.0391 | 5.0673 | 13108510 | 23210800 | 39995520 | 4903914 | 257637800 | 8672474 | 76314830 | 333952630 | 325280156 | 67642356 | 88.64% | 20.8% | 206110240 | 86.83% | 86.83% | 86.83% | 20.8%
16077 | 8000 | 27460 | 15 | 1018316000 | 1018.316 | 0.20344 | 63227920 | 63.2279 | 65098440 | 65.0984 | 20.259 | 4.8172 | 23416170 | 11652010 | 39995520 | 2122253 | 260916600 | 11041230 | 75063700 | 335980300 | 324939070 | 64022470 | 85.29% | 19.7% | 208733280 | 87.34% | 87.34% | 87.34% | 19.7%
16000 | 12000 | 27460 | 60 | 1018333000 | 1018.333 | 0.20515 | 61981560 | 61.9816 | 83905800 | 83.9058 | 16.9168 | 5.6124 | 23304020 | 17478010 | 39995520 | 6884747 | 253210300 | 8286164 | 80777550 | 333987850 | 325701686 | 72491386 | 89.74% | 22.26% | 202568240 | 87% | 87% | 87% | 22.26%
16000 | 15936 | 27460 | 100 | 1018386000 | 1018.386 | 0.20639 | 60842970 | 60.843 | 101124500 | 101.1245 | 14.8469 | 6.2212 | 23304020 | 23210800 | 39995520 | 11089580 | 246222300 | 6323224 | 86510340 | 332732640 | 326409416 | 80187116 | 92.69% | 24.57% | 196977840 | 86.85% | 86.85% | 86.85% | 24.57%
11000 | 13000 | 27460 | 30 | 1018428000 | 1018.428 | 0.20433 | 63122290 | 63.1223 | 66803050 | 66.803 | 19.9432 | 4.8725 | 16021510 | 18934520 | 39995520 | 3482717 | 259760400 | 9642258 | 74951550 | 334711950 | 325069692 | 65309292 | 87.14% | 20.09% | 207808320 | 86.98% | 86.98% | 86.98% | 20.09%
16077 | 13000 | 22054 |  | 1018431000 | 1018.431 | 0.20229 | 63558780 | 63.5588 | 60225860 | 60.2259 | 21.3895 | 4.5935 | 23416170 | 18934520 | 32121680 |  | 263199300 | 12974670 | 74472370 | 337671670 | 324697000 | 61497700 | 82.58% | 18.94% | 210559440 | 87.78% | 87.78% | 87.78% | 18.94%
16000 | 8000 | 27460 | 15 | 1018469000 | 1018.469 | 0.20349 | 63246480 | 63.2465 | 64971800 | 64.9718 | 20.2727 | 4.8142 | 23304020 | 11652010 | 39995520 | 2110807 | 260996800 | 11016070 | 74951550 | 335948350 | 324932280 | 63935480 | 85.3% | 19.68% | 208797440 | 87.33% | 87.33% | 87.33% | 19.68%
16000 | 13000 | 22054 |  | 1018550000 | 1018.55 | 0.20233 | 63575050 | 63.575 | 60099220 | 60.0992 | 21.4106 | 4.5893 | 23304020 | 18934520 | 32121680 |  | 263270000 | 12938860 | 74360220 | 337630220 | 324691360 | 61421360 | 82.6% | 18.92% | 210616000 | 87.77% | 87.77% | 87.77% | 18.92%
16077 | 15936 | 22054 | 45 | 1018581000 | 1018.581 | 0.20468 | 62384840 | 62.3848 | 78073520 | 78.0735 | 17.7694 | 5.3915 | 23416170 | 23210800 | 32121680 | 5311003 | 255812400 | 9118372 | 78748650 | 334561050 | 325442678 | 69630278 | 88.42% | 21.4% | 204649920 | 87.08% | 87.08% | 87.08% | 21.4%
16077 | 10000 | 27460 | 40 | 1018599000 | 1018.599 | 0.20452 | 62564030 | 62.564 | 75390450 | 75.3905 | 18.2199 | 5.2779 | 23416170 | 14565010 | 39995520 | 4770180 | 256756800 | 9383659 | 77976700 | 334733500 | 325349841 | 68593041 | 87.97% | 21.08% | 205405440 | 87.1% | 87.1% | 87.1% | 21.08%
9000 | 14000 | 27460 | 25 | 1018640000 | 1018.64 | 0.20428 | 63396260 | 63.3963 | 62884550 | 62.8845 | 20.8384 | 4.6837 | 13108510 | 20391020 | 39995520 | 2872641 | 261229900 | 9789133 | 73495050 | 334724950 | 324935817 | 63705917 | 86.68% | 19.61% | 208983920 | 86.93% | 86.93% | 86.93% | 19.61%
14000 | 12000 | 27460 | 45 | 1018687000 | 1018.687 | 0.2048 | 62551570 | 62.5516 | 75666300 | 75.6663 | 18.1866 | 5.2808 | 20391020 | 17478010 | 39995520 | 5157794 | 256474400 | 8955919 | 77864550 | 334338950 | 325383031 | 68908631 | 88.5% | 21.18% | 205179520 | 86.99% | 86.99% | 86.99% | 21.18%
16077 | 13000 | 22054 | 10 | 1018717000 | 1018.717 | 0.20327 | 63358850 | 63.3588 | 63525860 | 63.5259 | 20.5656 | 4.7555 | 23416170 | 18934520 | 32121680 | 1525671 | 261824300 | 11446880 | 74472370 | 336296670 | 324849790 | 63025490 | 84.63% | 19.4% | 209459440 | 87.4% | 87.4% | 87.4% | 19.4%
7000 | 15936 | 27460 | 30 | 1018721000 | 1018.721 | 0.20456 | 63379300 | 63.3793 | 63221700 | 63.2217 | 20.7776 | 4.6918 | 10195510 | 23210800 | 39995520 | 3274667 | 260927000 | 9357491 | 73401830 | 334328830 | 324971339 | 64044339 | 87.25% | 19.71% | 208741600 | 86.82% | 86.82% | 86.82% | 19.71%
16000 | 15936 | 22054 | 45 | 1018746000 | 1018.746 | 0.20473 | 62404240 | 62.4042 | 77946880 | 77.9469 | 17.7759 | 5.3897 | 23304020 | 23210800 | 32121680 | 5291521 | 255896100 | 9097535 | 78636500 | 334532600 | 325435065 | 69538965 | 88.43% | 21.37% | 204716880 | 87.07% | 87.07% | 87.07% | 21.37%
16000 | 10000 | 27460 | 40 | 1018765000 | 1018.765 | 0.20457 | 62583460 | 62.5835 | 75263800 | 75.2638 | 18.2273 | 5.2759 | 23304020 | 14565010 | 39995520 | 4751366 | 256840800 | 9362912 | 77864550 | 334705350 | 325342438 | 68501638 | 87.98% | 21.06% | 205472640 | 87.09% | 87.09% | 87.09% | 21.06%
11000 | 12000 | 27460 | 20 | 1018821000 | 1018.821 | 0.20404 | 63434960 | 63.435 | 62482050 | 62.4821 | 20.8872 | 4.6781 | 16021510 | 17478010 | 39995520 | 2434783 | 261624500 | 10227600 | 73495040 | 335119540 | 324891940 | 63267440 | 86.08% | 19.47% | 209299600 | 87.04% | 87.04% | 87.04% | 19.47%
16000 | 13000 | 22054 | 10 | 1018864000 | 1018.864 | 0.20332 | 63376970 | 63.377 | 63399220 | 63.3992 | 20.581 | 4.7522 | 23304020 | 18934520 | 32121680 | 1517094 | 261902700 | 11419660 | 74360220 | 336262920 | 324843260 | 62940560 | 84.64% | 19.38% | 209522160 | 87.39% | 87.39% | 87.39% | 19.38%
13000 | 15936 | 22054 | 20 | 1018919000 | 1018.919 | 0.20397 | 63290200 | 63.2902 | 64762620 | 64.7626 | 20.3068 | 4.8018 | 18934520 | 23210800 | 32121680 | 2521027 | 261056800 | 10384660 | 74267000 | 335323800 | 324939140 | 63882340 | 86.02% | 19.66% | 208845440 | 87.13% | 87.13% | 87.13% | 19.66%
16077 | 14000 | 22054 | 25 | 1019030000 | 1019.03 | 0.20406 | 62983540 | 62.9835 | 69496860 | 69.4969 | 19.2564 | 5.0364 | 23416170 | 20391020 | 32121680 | 3179394 | 259428300 | 10268930 | 75928870 | 335357170 | 325088240 | 65659940 | 86.48% | 20.2% | 207542640 | 87.2% | 87.2% | 87.2% | 20.2%
13000 | 14000 | 27460 | 60 | 1019110000 | 1019.11 | 0.20547 | 62224940 | 62.2249 | 81013550 | 81.0135 | 17.301 | 5.502 | 18934520 | 20391020 | 39995520 | 6615505 | 254300000 | 8019185 | 79321060 | 333621060 | 325601875 | 71301875 | 89.89% | 21.9% | 203440000 | 86.84% | 86.84% | 86.84% | 21.9%
13000 | 10000 | 27460 | 15 | 1019115000 | 1019.115 | 0.20381 | 63481160 | 63.4812 | 62079550 | 62.0795 | 20.9236 | 4.6751 | 18934520 | 14565010 | 39995520 | 1962205 | 262050400 | 10700830 | 73495050 | 335545450 | 324844620 | 62794220 | 85.44% | 19.33% | 209640320 | 87.16% | 87.16% | 87.16% | 19.33%
9000 | 13000 | 27460 | 15 | 1019117000 | 1019.117 | 0.204 | 63714570 | 63.7146 | 58563550 | 58.5635 | 21.8908 | 4.482 | 13108510 | 18934520 | 39995520 | 1823272 | 263117400 | 10398080 | 72038550 | 335155950 | 324757870 | 61640470 | 85.57% | 18.98% | 210493920 | 87% | 87% | 87% | 18.98%
13000 | 15936 | 27460 | 80 | 1019120000 | 1019.12 | 0.20611 | 61656730 | 61.6567 | 89590210 | 89.5902 | 16.1175 | 5.8267 | 18934520 | 23210800 | 39995520 | 8682058 | 250811200 | 7002192 | 82140840 | 332952040 | 325949848 | 75138648 | 91.48% | 23.05% | 200648960 | 86.76% | 86.76% | 86.76% | 23.05%
14000 | 15936 | 22054 | 30 | 1019188000 | 1019.188 | 0.20439 | 62980100 | 62.9801 | 69707380 | 69.7074 | 19.2249 | 5.0385 | 20391020 | 23210800 | 32121680 | 3589947 | 259184700 | 9789118 | 75723500 | 334908200 | 325119082 | 65934382 | 87.07% | 20.28% | 207347760 | 87.07% | 87.07% | 87.07% | 20.28%
16000 | 14000 | 22054 | 25 | 1019190000 | 1019.19 | 0.20411 | 63002580 | 63.0026 | 69370220 | 69.3702 | 19.2668 | 5.0339 | 23304020 | 20391020 | 32121680 | 3164640 | 259510500 | 10246110 | 75816720 | 335327220 | 325081110 | 65570610 | 86.49% | 20.17% | 207608400 | 87.19% | 87.19% | 87.19% | 20.17%
14000 | 10000 | 27460 | 25 | 1019272000 | 1019.272 | 0.20423 | 63163620 | 63.1636 | 67024300 | 67.0243 | 19.7723 | 4.916 | 20391020 | 14565010 | 39995520 | 3053536 | 260147200 | 10072040 | 74951550 | 335098750 | 325026710 | 64879510 | 86.56% | 19.96% | 208117760 | 87.09% | 87.09% | 87.09% | 19.96%
13000 | 13000 | 27460 | 50 | 1019308000 | 1019.308 | 0.20518 | 62524710 | 62.5247 | 76692550 | 76.6925 | 17.9678 | 5.3321 | 18934520 | 18934520 | 39995520 | 5561795 | 256110400 | 8551358 | 77864560 | 333974960 | 325423602 | 69313202 | 89.02% | 21.3% | 204888320 | 86.89% | 86.89% | 86.89% | 21.3%
5000 | 15936 | 27460 | 15 | 1019345000 | 1019.345 | 0.20423 | 63967230 | 63.9672 | 54982210 | 54.9822 | 22.9689 | 4.2836 | 7282506 | 23210800 | 39995520 | 1690183 | 264265900 | 10087660 | 70488826 | 334754726 | 324667066 | 60401166 | 85.69% | 18.6% | 211412720 | 86.83% | 86.83% | 86.83% | 18.6%
16077 | 8000 | 27460 | 20 | 1019352000 | 1019.352 | 0.20395 | 63187240 | 63.1872 | 66748440 | 66.7484 | 19.7953 | 4.9159 | 23416170 | 11652010 | 39995520 | 2611020 | 260476100 | 10551780 | 75063700 | 335539800 | 324988020 | 64511920 | 85.94% | 19.85% | 208380880 | 87.22% | 87.22% | 87.22% | 19.85%
14000 | 14000 | 22054 |  | 1019433000 | 1019.433 | 0.20279 | 63784140 | 63.7841 | 57830720 | 57.8307 | 21.9516 | 4.483 | 20391020 | 20391020 | 32121680 |  | 264198100 | 12483290 | 72903720 | 337101820 | 324618530 | 60420430 | 82.88% | 18.61% | 211358480 | 87.57% | 87.57% | 87.57% | 18.61%
7000 | 14000 | 27460 | 10 | 1019453000 | 1019.453 | 0.20395 | 63996750 | 63.9967 | 54645050 | 54.645 | 23.0236 | 4.2778 | 10195510 | 20391020 | 39995520 | 1226424 | 264621000 | 10577800 | 70582050 | 335203050 | 324625250 | 60004250 | 85.01% | 18.48% | 211696800 | 86.96% | 86.96% | 86.96% | 18.48%
11000 | 14000 | 27460 | 45 | 1019477000 | 1019.477 | 0.20513 | 62795800 | 62.7958 | 72774050 | 72.7741 | 18.6572 | 5.1606 | 16021510 | 20391020 | 39995520 | 4918650 | 257567800 | 8689497 | 76408050 | 333975850 | 325286353 | 67718553 | 88.63% | 20.82% | 206054240 | 86.83% | 86.83% | 86.83% | 20.82%
16000 | 8000 | 27460 | 20 | 1019511000 | 1019.511 | 0.204 | 63206140 | 63.2061 | 66621800 | 66.6218 | 19.8073 | 4.9131 | 23304020 | 11652010 | 39995520 | 2597967 | 260557800 | 10528240 | 74951550 | 335509350 | 324981110 | 64423310 | 85.95% | 19.82% | 208446240 | 87.2% | 87.2% | 87.2% | 19.82%
13000 | 12000 | 27460 | 40 | 1019547000 | 1019.547 | 0.20489 | 62827170 | 62.8272 | 72371550 | 72.3715 | 18.702 | 5.1549 | 18934520 | 17478010 | 39995520 | 4514650 | 257931900 | 9094058 | 76408050 | 334339950 | 325245892 | 67313992 | 88.1% | 20.7% | 206345520 | 86.94% | 86.94% | 86.94% | 20.7%
9000 | 12000 | 27460 |  | 1019575000 | 1019.575 | 0.20323 | 64140970 | 64.141 | 52592550 | 52.5926 | 23.6203 | 4.1823 | 13108510 | 17478010 | 39995520 |  | 265726400 | 11805930 | 70582040 | 336308440 | 324502510 | 58776110 | 83.27% | 18.11% | 212581120 | 87.26% | 87.26% | 87.26% | 18.11%
16077 | 7000 | 27460 |  | 1019576000 | 1019.576 | 0.20268 | 63707550 | 63.7075 | 59127440 | 59.1274 | 21.5614 | 4.5592 | 23416170 | 10195510 | 39995520 |  | 263747300 | 12700800 | 73607200 | 337354500 | 324653700 | 60906400 | 82.75% | 18.76% | 210997840 | 87.66% | 87.66% | 87.66% | 18.76%
9000 | 15936 | 27460 | 50 | 1019590000 | 1019.59 | 0.20541 | 62780940 | 62.7809 | 73111210 | 73.1112 | 18.6073 | 5.1674 | 13108510 | 23210800 | 39995520 | 5307914 | 257273700 | 8267913 | 76314830 | 333588530 | 325320617 | 68046917 | 89.17% | 20.92% | 205818960 | 86.72% | 86.72% | 86.72% | 20.92%
16077 | 13000 | 22054 | 15 | 1019600000 | 1019.6 | 0.20378 | 63308000 | 63.308 | 65175860 | 65.1759 | 20.1017 | 4.8519 | 23416170 | 18934520 | 32121680 | 2061455 | 261341400 | 10910360 | 74472370 | 335813770 | 324903410 | 63562010 | 85.35% | 19.56% | 209073120 | 87.27% | 87.27% | 87.27% | 19.56%
14000 | 14000 | 27460 | 70 | 1019668000 | 1019.668 | 0.20591 | 61933980 | 61.934 | 85958300 | 85.9583 | 16.5391 | 5.7104 | 20391020 | 20391020 | 39995520 | 7664390 | 252507600 | 7505439 | 80777560 | 333285160 | 325779721 | 73272121 | 90.71% | 22.49% | 202006080 | 86.8% | 86.8% | 86.8% | 22.49%
16000 | 7000 | 27460 |  | 1019697000 | 1019.697 | 0.20273 | 63724010 | 63.724 | 59000800 | 59.0008 | 21.5829 | 4.5549 | 23304020 | 10195510 | 39995520 |  | 263818800 | 12665760 | 73495050 | 337313850 | 324648090 | 60829290 | 82.77% | 18.74% | 211055040 | 87.65% | 87.65% | 87.65% | 18.74%
11000 | 13000 | 27460 | 35 | 1019727000 | 1019.727 | 0.20484 | 63099020 | 63.099 | 68453050 | 68.4531 | 19.468 | 4.9758 | 16021510 | 18934520 | 39995520 | 3890990 | 259392400 | 9233418 | 74951550 | 334343950 | 325110532 | 65718132 | 87.68% | 20.21% | 207513920 | 86.88% | 86.88% | 86.88% | 20.21%
16000 | 13000 | 22054 | 15 | 1019757000 | 1019.757 | 0.20383 | 63326760 | 63.3268 | 65049220 | 65.0492 | 20.1148 | 4.8489 | 23304020 | 18934520 | 32121680 | 2049925 | 261422500 | 10886090 | 74360220 | 335782720 | 324896630 | 63474130 | 85.36% | 19.54% | 209138000 | 87.26% | 87.26% | 87.26% | 19.54%
14000 | 13000 | 27460 | 60 | 1019802000 | 1019.802 | 0.20561 | 62229450 | 62.2294 | 81637300 | 81.6373 | 17.139 | 5.5475 | 20391020 | 18934520 | 39995520 | 6615505 | 254300000 | 8019185 | 79321060 | 333621060 | 325601875 | 71301875 | 89.89% | 21.9% | 203440000 | 86.84% | 86.84% | 86.84% | 21.9%
14000 | 15936 | 27460 | 90 | 1019822000 | 1019.822 | 0.20655 | 61375270 | 61.3753 | 94534960 | 94.535 | 15.4627 | 6.0233 | 20391020 | 23210800 | 39995520 | 9717552 | 249058400 | 6529368 | 83597340 | 332655740 | 326126372 | 77067972 | 92.19% | 23.63% | 199246720 | 86.73% | 86.73% | 86.73% | 23.63%
11000 | 15936 | 22054 |  | 1019861000 | 1019.861 | 0.20315 | 64008690 | 64.0087 | 54873130 | 54.8731 | 22.8125 | 4.323 | 16021510 | 23210800 | 32121680 |  | 265210700 | 12023640 | 71353990 | 336564690 | 324541050 | 59330350 | 83.15% | 18.28% | 212168560 | 87.36% | 87.36% | 87.36% | 18.28%
16077 | 15936 | 22054 | 50 | 1019893000 | 1019.893 | 0.2052 | 62362460 | 62.3625 | 79723520 | 79.7235 | 17.3944 | 5.4879 | 23416170 | 23210800 | 32121680 | 5715187 | 255448100 | 8713627 | 78748650 | 334196750 | 325483123 | 70035023 | 88.93% | 21.52% | 204358480 | 86.98% | 86.98% | 86.98% | 21.52%
16077 | 10000 | 27460 | 45 | 1019903000 | 1019.903 | 0.20504 | 62541110 | 62.5411 | 77040450 | 77.0405 | 17.8255 | 5.3758 | 23416170 | 14565010 | 39995520 | 5176831 | 256390300 | 8976443 | 77976700 | 334367000 | 325390557 | 69000257 | 88.49% | 21.21% | 205112240 | 87% | 87% | 87% | 21.21%
9000 | 14000 | 27460 | 30 | 1019920000 | 1019.92 | 0.20479 | 63371750 | 63.3717 | 64534550 | 64.5345 | 20.3184 | 4.7894 | 13108510 | 20391020 | 39995520 | 3286655 | 260856700 | 9374544 | 73495050 | 334351750 | 324977206 | 64120506 | 87.24% | 19.73% | 208685360 | 86.83% | 86.83% | 86.83% | 19.73%
14000 | 12000 | 27460 | 50 | 1020000000 | 1020 | 0.20532 | 62529220 | 62.5292 | 77316300 | 77.3163 | 17.7928 | 5.3786 | 20391020 | 17478010 | 39995520 | 5561795 | 256110400 | 8551358 | 77864550 | 333974950 | 325423592 | 69313192 | 89.02% | 21.3% | 204888320 | 86.89% | 86.89% | 86.89% | 21.3%
11000 | 12000 | 27460 | 25 | 1020023000 | 1020.023 | 0.20456 | 63405290 | 63.4053 | 64132050 | 64.1321 | 20.3722 | 4.7825 | 16021510 | 17478010 | 39995520 | 2872641 | 261229900 | 9789133 | 73495040 | 334724940 | 324935807 | 63705907 | 86.68% | 19.61% | 208983920 | 86.93% | 86.93% | 86.93% | 19.61%
7000 | 15936 | 27460 | 35 | 1020029000 | 1020.029 | 0.20508 | 63356620 | 63.3566 | 64871700 | 64.8717 | 20.2577 | 4.7977 | 10195510 | 23210800 | 39995520 | 3680237 | 260561500 | 8951357 | 73401830 | 333963330 | 325011973 | 64450473 | 87.8% | 19.83% | 208449200 | 86.72% | 86.72% | 86.72% | 19.83%
16000 | 15936 | 22054 | 50 | 1020060000 | 1020.06 | 0.20524 | 62381900 | 62.3819 | 79596880 | 79.5969 | 17.4001 | 5.4863 | 23304020 | 23210800 | 32121680 | 5695521 | 255532000 | 8692975 | 78636500 | 334168500 | 325475525 | 69943525 | 88.95% | 21.49% | 204425600 | 86.97% | 86.97% | 86.97% | 21.49%
16000 | 10000 | 27460 | 45 | 1020070000 | 1020.07 | 0.20508 | 62560590 | 62.5606 | 76913800 | 76.9138 | 17.8321 | 5.374 | 23304020 | 14565010 | 39995520 | 5157794 | 256474400 | 8955919 | 77864550 | 334338950 | 325383031 | 68908631 | 88.5% | 21.18% | 205179520 | 86.99% | 86.99% | 86.99% | 21.18%
16077 | 7000 | 27460 | 10 | 1020086000 | 1020.086 | 0.20367 | 63522490 | 63.5225 | 62427440 | 62.4274 | 20.69 | 4.7288 | 23416170 | 10195510 | 39995520 | 1456937 | 262434300 | 11241840 | 73607200 | 336041500 | 324799660 | 62365360 | 84.73% | 19.2% | 209947440 | 87.3% | 87.3% | 87.3% | 19.2%
13000 | 15936 | 22054 | 25 | 1020093000 | 1020.093 | 0.20448 | 63258620 | 63.2586 | 66412620 | 66.4126 | 19.8244 | 4.904 | 18934520 | 23210800 | 32121680 | 2967711 | 260654300 | 9937358 | 74267000 | 334921300 | 324983942 | 64329642 | 86.62% | 19.79% | 208523440 | 87.02% | 87.02% | 87.02% | 19.79%
14000 | 14000 | 22054 | 10 | 1020123000 | 1020.123 | 0.20378 | 63610960 | 63.611 | 61130720 | 61.1307 | 21.0232 | 4.6591 | 20391020 | 20391020 | 32121680 | 1401980 | 262934600 | 11079360 | 72903720 | 335838320 | 324758960 | 61824360 | 84.8% | 19.04% | 210347680 | 87.22% | 87.22% | 87.22% | 19.04%
13000 | 10000 | 27460 | 20 | 1020204000 | 1020.204 | 0.20432 | 63443980 | 63.444 | 63729550 | 63.7296 | 20.418 | 4.7775 | 18934520 | 14565010 | 39995520 | 2434783 | 261624500 | 10227600 | 73495050 | 335119550 | 324891950 | 63267450 | 86.08% | 19.47% | 209299600 | 87.04% | 87.04% | 87.04% | 19.47%
16077 | 14000 | 22054 | 30 | 1020227000 | 1020.227 | 0.20457 | 62953520 | 62.9535 | 71146860 | 71.1469 | 18.8229 | 5.1359 | 23416170 | 20391020 | 32121680 | 3618889 | 259032200 | 9828821 | 75928870 | 334961070 | 325132249 | 66100049 | 87.06% | 20.33% | 207225760 | 87.09% | 87.09% | 87.09% | 20.33%
16000 | 7000 | 27460 | 10 | 1020236000 | 1020.236 | 0.20372 | 63540870 | 63.5409 | 62300800 | 62.3008 | 20.7055 | 4.7255 | 23304020 | 10195510 | 39995520 | 1448076 | 262513700 | 11215680 | 73495050 | 336008750 | 324793070 | 62279370 | 84.74% | 19.18% | 210010960 | 87.29% | 87.29% | 87.29% | 19.18%
9000 | 13000 | 27460 | 20 | 1020265000 | 1020.265 | 0.20451 | 63681220 | 63.6812 | 60213550 | 60.2135 | 21.3268 | 4.5882 | 13108510 | 18934520 | 39995520 | 2278109 | 262707500 | 9942613 | 72038550 | 334746050 | 324803437 | 62095937 | 86.2% | 19.12% | 210166000 | 86.88% | 86.88% | 86.88% | 19.12%
16000 | 14000 | 22054 | 30 | 1020391000 | 1020.391 | 0.20462 | 62972800 | 62.9728 | 71020220 | 71.0202 | 18.832 | 5.1336 | 23304020 | 20391020 | 32121680 | 3603004 | 259115400 | 9807139 | 75816720 | 334932120 | 325124981 | 66009581 | 87.06% | 20.3% | 207292320 | 87.08% | 87.08% | 87.08% | 20.3%
14000 | 15936 | 22054 | 35 | 1020473000 | 1020.473 | 0.2049 | 62955850 | 62.9558 | 71357380 | 71.3574 | 18.7838 | 5.1399 | 20391020 | 23210800 | 32121680 | 4002706 | 258812700 | 9375786 | 75723500 | 334536200 | 325160414 | 66347714 | 87.62% | 20.4% | 207050160 | 86.96% | 86.96% | 86.96% | 20.4%
16077 | 8000 | 27460 | 25 | 1020493000 | 1020.493 | 0.20446 | 63153430 | 63.1534 | 68398450 | 68.3984 | 19.3405 | 5.0161 | 23416170 | 11652010 | 39995520 | 3068000 | 260064200 | 10094170 | 75063700 | 335127900 | 325033730 | 64969530 | 86.55% | 19.99% | 208051360 | 87.1% | 87.1% | 87.1% | 19.99%
14000 | 10000 | 27460 | 30 | 1020503000 | 1020.503 | 0.20474 | 63135820 | 63.1358 | 68674300 | 68.6743 | 19.3096 | 5.0181 | 20391020 | 14565010 | 39995520 | 3482717 | 259760400 | 9642258 | 74951550 | 334711950 | 325069692 | 65309292 | 87.14% | 20.09% | 207808320 | 86.98% | 86.98% | 86.98% | 20.09%
7000 | 14000 | 27460 | 15 | 1020547000 | 1020.547 | 0.20446 | 63959850 | 63.9599 | 56295050 | 56.2951 | 22.3999 | 4.3861 | 10195510 | 20391020 | 39995520 | 1697693 | 264196300 | 10105880 | 70582050 | 334778350 | 324672470 | 60476170 | 85.68% | 18.63% | 211357040 | 86.84% | 86.84% | 86.84% | 18.63%
5000 | 15936 | 27460 | 20 | 1020565000 | 1020.565 | 0.20475 | 63938670 | 63.9387 | 56632210 | 56.6322 | 22.3338 | 4.3942 | 7282506 | 23210800 | 39995520 | 2122905 | 263875900 | 9654340 | 70488826 | 334364726 | 324710386 | 60834486 | 86.3% | 18.73% | 211100720 | 86.72% | 86.72% | 86.72% | 18.73%
14000 | 8000 | 27460 |  | 1020630000 | 1020.63 | 0.20318 | 63936390 | 63.9364 | 56732300 | 56.7323 | 22.1346 | 4.448 | 20391020 | 11652010 | 39995520 |  | 264760600 | 12223880 | 72038550 | 336799150 | 324575270 | 59814670 | 83.03% | 18.43% | 211808480 | 87.45% | 87.45% | 87.45% | 18.43%
11000 | 15936 | 27460 | 70 | 1020647000 | 1020.647 | 0.20628 | 62195080 | 62.1951 | 83000700 | 83.0007 | 16.8951 | 5.6045 | 16021510 | 23210800 | 39995520 | 7372538 | 253672400 | 7227255 | 79227830 | 332900230 | 325672975 | 72000575 | 90.88% | 22.11% | 202937920 | 86.64% | 86.64% | 86.64% | 22.11%
16000 | 8000 | 27460 | 25 | 1020656000 | 1020.656 | 0.20451 | 63172640 | 63.1726 | 68271800 | 68.2718 | 19.351 | 5.0136 | 23304020 | 11652010 | 39995520 | 3053536 | 260147200 | 10072040 | 74951550 | 335098750 | 325026710 | 64879510 | 86.56% | 19.96% | 208117760 | 87.09% | 87.09% | 87.09% | 19.96%
16077 | 13000 | 22054 | 20 | 1020659000 | 1020.659 | 0.20429 | 63268760 | 63.2688 | 66825860 | 66.8259 | 19.6394 | 4.9515 | 23416170 | 18934520 | 32121680 | 2543506 | 260907000 | 10427640 | 74472370 | 335379370 | 324951730 | 64044730 | 86% | 19.71% | 208725600 | 87.15% | 87.15% | 87.15% | 19.71%
16077 | 12000 | 22054 |  | 1020692000 | 1020.692 | 0.20301 | 63776500 | 63.7765 | 59204860 | 59.2049 | 21.4085 | 4.5897 | 23416170 | 17478010 | 32121680 |  | 264125800 | 12517490 | 73015860 | 337141660 | 324624170 | 60498370 | 82.86% | 18.64% | 211300640 | 87.58% | 87.58% | 87.58% | 18.64%
7000 | 13000 | 27460 |  | 1020697000 | 1020.697 | 0.20369 | 64365850 | 64.3658 | 50324050 | 50.324 | 24.3015 | 4.0703 | 10195510 | 18934520 | 39995520 |  | 266720300 | 11416150 | 69125550 | 335845850 | 324429700 | 57709400 | 83.48% | 17.79% | 213376240 | 87.08% | 87.08% | 87.08% | 17.79%
3000 | 15936 | 27460 |  | 1020702000 | 1020.702 | 0.20393 | 64603750 | 64.6038 | 46742700 | 46.7427 | 25.7648 | 3.8479 | 4369504 | 23210800 | 39995520 |  | 267807200 | 11030890 | 67575824 | 335383024 | 324352134 | 56544934 | 83.68% | 17.43% | 214245760 | 86.89% | 86.89% | 86.89% | 17.43%
11000 | 14000 | 27460 | 50 | 1020790000 | 1020.79 | 0.20564 | 62773450 | 62.7734 | 74424050 | 74.424 | 18.2397 | 5.2604 | 16021510 | 20391020 | 39995520 | 5322650 | 257203700 | 8284936 | 76408050 | 333611750 | 325326814 | 68123114 | 89.16% | 20.94% | 205762960 | 86.73% | 86.73% | 86.73% | 20.94%
16000 | 12000 | 22054 |  | 1020817000 | 1020.817 | 0.20306 | 63793160 | 63.7932 | 59078220 | 59.0782 | 21.4293 | 4.5856 | 23304020 | 17478010 | 32121680 |  | 264198100 | 12483290 | 72903710 | 337101810 | 324618520 | 60420420 | 82.88% | 18.61% | 211358480 | 87.57% | 87.57% | 87.57% | 18.61%
16000 | 13000 | 22054 | 20 | 1020818000 | 1020.818 | 0.20433 | 63287700 | 63.2877 | 66699220 | 66.6992 | 19.6511 | 4.9488 | 23304020 | 18934520 | 32121680 | 2531200 | 260988800 | 10404140 | 74360220 | 335349020 | 324944880 | 63956080 | 86.01% | 19.68% | 208791040 | 87.14% | 87.14% | 87.14% | 19.68%
9000 | 12000 | 27460 | 10 | 1020837000 | 1020.837 | 0.20423 | 64005770 | 64.0058 | 55892550 | 55.8925 | 22.4488 | 4.3811 | 13108510 | 17478010 | 39995520 | 1226424 | 264621000 | 10577800 | 70582040 | 335203040 | 324625240 | 60004240 | 85.01% | 18.48% | 211696800 | 86.96% | 86.96% | 86.96% | 18.48%
16077 | 13000 | 27460 | 80 | 1020845000 | 1020.845 | 0.20644 | 61634250 | 61.6343 | 91653450 | 91.6535 | 15.7047 | 5.957 | 23416170 | 18934520 | 39995520 | 8723808 | 250656900 | 7038878 | 82346210 | 333003110 | 325964232 | 75307332 | 91.45% | 23.1% | 200525520 | 86.78% | 86.78% | 86.78% | 23.1%
16077 | 14000 | 27460 | 90 | 1020854000 | 1020.854 | 0.20674 | 61348260 | 61.3483 | 95974450 | 95.9745 | 15.2087 | 6.1079 | 23416170 | 20391020 | 39995520 | 9761985 | 248904000 | 6565678 | 83802710 | 332706710 | 326141032 | 77237032 | 92.17% | 23.68% | 199123200 | 86.75% | 86.75% | 86.75% | 23.68%
13000 | 12000 | 27460 | 45 | 1020860000 | 1020.86 | 0.20541 | 62804820 | 62.8048 | 74021550 | 74.0216 | 18.2821 | 5.2552 | 18934520 | 17478010 | 39995520 | 4918650 | 257567800 | 8689497 | 76408050 | 333975850 | 325286353 | 67718553 | 88.63% | 20.82% | 206054240 | 86.83% | 86.83% | 86.83% | 20.82%
16077 | 12000 | 27460 | 70 | 1020885000 | 1020.885 | 0.20614 | 61923520 | 61.9235 | 87332450 | 87.3324 | 16.2402 | 5.8009 | 23416170 | 17478010 | 39995520 | 7686011 | 252423500 | 7525705 | 80889700 | 333313200 | 325787495 | 73363995 | 90.7% | 22.52% | 201938800 | 86.81% | 86.81% | 86.81% | 22.52%
11000 | 15936 | 22054 | 10 | 1020942000 | 1020.942 | 0.20415 | 63861460 | 63.8615 | 58173130 | 58.1731 | 21.7482 | 4.5137 | 16021510 | 23210800 | 32121680 | 1282045 | 264055300 | 10739810 | 71353990 | 335409290 | 324669480 | 60614180 | 84.95% | 18.67% | 211244240 | 87.04% | 87.04% | 87.04% | 18.67%
11000 | 10000 | 27460 |  | 1020958000 | 1020.958 | 0.2035 | 64149990 | 64.15 | 53840050 | 53.84 | 23.0133 | 4.2872 | 16021510 | 14565010 | 39995520 |  | 265726400 | 11805930 | 70582040 | 336308440 | 324502510 | 58776110 | 83.27% | 18.11% | 212581120 | 87.26% | 87.26% | 87.26% | 18.11%
16000 | 13000 | 27460 | 80 | 1021012000 | 1021.012 | 0.20648 | 61653760 | 61.6538 | 91526800 | 91.5268 | 15.7073 | 5.9561 | 23304020 | 18934520 | 39995520 | 8700974 | 250741200 | 7018843 | 82234060 | 332975260 | 325956417 | 75215217 | 91.46% | 23.08% | 200592960 | 86.77% | 86.77% | 86.77% | 23.08%
16000 | 14000 | 27460 | 90 | 1021022000 | 1021.022 | 0.20678 | 61367780 | 61.3678 | 95847800 | 95.8478 | 15.2105 | 6.1071 | 23304020 | 20391020 | 39995520 | 9737699 | 248988300 | 6545849 | 83690560 | 332678860 | 326133011 | 77144711 | 92.18% | 23.65% | 199190640 | 86.74% | 86.74% | 86.74% | 23.65%
16077 | 7000 | 27460 | 15 | 1021032000 | 1021.032 | 0.20418 | 63475810 | 63.4758 | 64077440 | 64.0774 | 20.2086 | 4.828 | 23416170 | 10195510 | 39995520 | 1973451 | 261968800 | 10724610 | 73607200 | 335576000 | 324851390 | 62882590 | 85.43% | 19.36% | 209575040 | 87.17% | 87.17% | 87.17% | 19.36%
11000 | 13000 | 27460 | 40 | 1021038000 | 1021.038 | 0.20536 | 63076530 | 63.0765 | 70103050 | 70.103 | 19.011 | 5.0786 | 16021510 | 18934520 | 39995520 | 4295637 | 259027800 | 8828210 | 74951550 | 333979350 | 325151140 | 66123340 | 88.22% | 20.34% | 207222240 | 86.78% | 86.78% | 86.78% | 20.34%
16000 | 12000 | 27460 | 70 | 1021052000 | 1021.052 | 0.20619 | 61943000 | 61.943 | 87205800 | 87.2058 | 16.2437 | 5.7997 | 23304020 | 17478010 | 39995520 | 7664390 | 252507600 | 7505439 | 80777550 | 333285150 | 325779711 | 73272111 | 90.71% | 22.49% | 202006080 | 86.8% | 86.8% | 86.8% | 22.49%
13000 | 14000 | 22054 |  | 1021092000 | 1021.092 | 0.20338 | 64003240 | 64.0032 | 56185970 | 56.186 | 22.2447 | 4.4273 | 18934520 | 20391020 | 32121680 |  | 265149100 | 12050620 | 71447220 | 336596320 | 324545700 | 59396600 | 83.13% | 18.3% | 212119280 | 87.37% | 87.37% | 87.37% | 18.3%
14000 | 14000 | 22054 | 15 | 1021115000 | 1021.115 | 0.20429 | 63567360 | 63.5674 | 62780720 | 62.7807 | 20.5193 | 4.7604 | 20391020 | 20391020 | 32121680 | 1904278 | 262481900 | 10576370 | 72903720 | 335385620 | 324809250 | 62327350 | 85.49% | 19.19% | 209985520 | 87.09% | 87.09% | 87.09% | 19.19%
16000 | 7000 | 27460 | 15 | 1021190000 | 1021.19 | 0.20423 | 63494700 | 63.4947 | 63950800 | 63.9508 | 20.2219 | 4.8251 | 23304020 | 10195510 | 39995520 | 1962205 | 262050400 | 10700830 | 73495050 | 335545450 | 324844620 | 62794220 | 85.44% | 19.33% | 209640320 | 87.16% | 87.16% | 87.16% | 19.33%
16077 | 10000 | 27460 | 50 | 1021216000 | 1021.216 | 0.20555 | 62518760 | 62.5188 | 78690450 | 78.6904 | 17.4446 | 5.4734 | 23416170 | 14565010 | 39995520 | 5580831 | 256026200 | 8571882 | 77976700 | 334002900 | 325431018 | 69404818 | 89.01% | 21.33% | 204820960 | 86.9% | 86.9% | 86.9% | 21.33%
9000 | 14000 | 27460 | 35 | 1021228000 | 1021.228 | 0.20531 | 63349020 | 63.349 | 66184550 | 66.1846 | 19.8183 | 4.8949 | 13108510 | 20391020 | 39995520 | 3692411 | 260491000 | 8968225 | 73495050 | 333986050 | 325017825 | 64526825 | 87.8% | 19.85% | 208392800 | 86.73% | 86.73% | 86.73% | 19.85%
11000 | 12000 | 27460 | 30 | 1021304000 | 1021.304 | 0.20507 | 63380770 | 63.3808 | 65782050 | 65.782 | 19.8716 | 4.888 | 16021510 | 17478010 | 39995520 | 3286655 | 260856700 | 9374544 | 73495040 | 334351740 | 324977196 | 64120496 | 87.24% | 19.73% | 208685360 | 86.83% | 86.83% | 86.83% | 19.73%
7000 | 15936 | 27460 | 40 | 1021342000 | 1021.342 | 0.20559 | 63334270 | 63.3343 | 66521700 | 66.5217 | 19.76 | 4.903 | 10195510 | 23210800 | 39995520 | 4084237 | 260197400 | 8546797 | 73401830 | 333599230 | 325052433 | 64855033 | 88.36% | 19.95% | 208157920 | 86.62% | 86.62% | 86.62% | 19.95%
13000 | 15936 | 22054 | 30 | 1021351000 | 1021.351 | 0.20499 | 63232640 | 63.2326 | 68062620 | 68.0626 | 19.3537 | 5.0074 | 18934520 | 23210800 | 32121680 | 3388487 | 260275000 | 9515999 | 74267000 | 334542000 | 325026001 | 64751001 | 87.19% | 19.92% | 208220000 | 86.91% | 86.91% | 86.91% | 19.92%
16077 | 12000 | 22054 | 10 | 1021354000 | 1021.354 | 0.20401 | 63601500 | 63.6015 | 62504860 | 62.5049 | 20.528 | 4.7634 | 23416170 | 17478010 | 32121680 | 1410432 | 262854600 | 11105100 | 73015860 | 335870460 | 324765360 | 61910760 | 84.79% | 19.06% | 210283680 | 87.23% | 87.23% | 87.23% | 19.06%
16000 | 10000 | 27460 | 50 | 1021383000 | 1021.383 | 0.2056 | 62538240 | 62.5382 | 78563800 | 78.5638 | 17.4504 | 5.4717 | 23304020 | 14565010 | 39995520 | 5561795 | 256110400 | 8551358 | 77864550 | 333974950 | 325423592 | 69313192 | 89.02% | 21.3% | 204888320 | 86.89% | 86.89% | 86.89% | 21.3%
13000 | 10000 | 27460 | 25 | 1021407000 | 1021.407 | 0.20483 | 63414310 | 63.4143 | 65379550 | 65.3795 | 19.9225 | 4.8816 | 18934520 | 14565010 | 39995520 | 2872641 | 261229900 | 9789133 | 73495050 | 334724950 | 324935817 | 63705917 | 86.68% | 19.61% | 208983920 | 86.93% | 86.93% | 86.93% | 19.61%
16077 | 14000 | 22054 | 35 | 1021506000 | 1021.506 | 0.20509 | 62928890 | 62.9289 | 72796860 | 72.7969 | 18.3985 | 5.2367 | 23416170 | 20391020 | 32121680 | 4033436 | 258658500 | 9413699 | 75928870 | 334587370 | 325173671 | 66515171 | 87.6% | 20.46% | 206926800 | 86.99% | 86.99% | 86.99% | 20.46%
16000 | 12000 | 22054 | 10 | 1021506000 | 1021.506 | 0.20406 | 63619990 | 63.62 | 62378220 | 62.3782 | 20.543 | 4.7601 | 23304020 | 17478010 | 32121680 | 1401980 | 262934600 | 11079360 | 72903710 | 335838310 | 324758950 | 61824350 | 84.8% | 19.04% | 210347680 | 87.22% | 87.22% | 87.22% | 19.04%
9000 | 13000 | 27460 | 25 | 1021522000 | 1021.522 | 0.20502 | 63655210 | 63.6552 | 61863550 | 61.8635 | 20.7769 | 4.6961 | 13108510 | 18934520 | 39995520 | 2699077 | 262328100 | 9521062 | 72038550 | 334366650 | 324845588 | 62517488 | 86.78% | 19.25% | 209862480 | 86.78% | 86.78% | 86.78% | 19.25%
14000 | 8000 | 27460 | 10 | 1021535000 | 1021.535 | 0.20418 | 63777520 | 63.7775 | 60032300 | 60.0323 | 21.1555 | 4.6318 | 20391020 | 11652010 | 39995520 | 1335817 | 263556700 | 10886210 | 72038550 | 335595250 | 324709040 | 61152340 | 84.89% | 18.83% | 210845360 | 87.12% | 87.12% | 87.12% | 18.83%
16000 | 14000 | 22054 | 35 | 1021673000 | 1021.673 | 0.20513 | 62948380 | 62.9484 | 72670220 | 72.6702 | 18.4063 | 5.2347 | 23304020 | 20391020 | 32121680 | 4016574 | 258742700 | 9392995 | 75816720 | 334559420 | 325166425 | 66423725 | 87.61% | 20.43% | 206994160 | 86.97% | 86.97% | 86.97% | 20.43%
16077 | 8000 | 27460 | 30 | 1021720000 | 1021.72 | 0.20497 | 63125410 | 63.1254 | 70048450 | 70.0485 | 18.8955 | 5.1177 | 23416170 | 11652010 | 39995520 | 3498227 | 259676500 | 9663344 | 75063700 | 334740200 | 325076856 | 65400356 | 87.13% | 20.12% | 207741200 | 87% | 87% | 87% | 20.12%
7000 | 14000 | 27460 | 20 | 1021762000 | 1021.762 | 0.20498 | 63931040 | 63.931 | 57945050 | 57.9451 | 21.7933 | 4.4962 | 10195510 | 20391020 | 39995520 | 2131552 | 263805300 | 9671418 | 70582050 | 334387350 | 324715932 | 60910632 | 86.3% | 18.76% | 211044240 | 86.73% | 86.73% | 86.73% | 18.76%
14000 | 15936 | 22054 | 40 | 1021779000 | 1021.779 | 0.20542 | 62933030 | 62.933 | 73007380 | 73.0074 | 18.358 | 5.2412 | 20391020 | 23210800 | 32121680 | 4408885 | 258446600 | 8969044 | 75723500 | 334170100 | 325201056 | 66754456 | 88.16% | 20.53% | 206757280 | 86.86% | 86.86% | 86.86% | 20.53%
14000 | 13000 | 22054 |  | 1021783000 | 1021.783 | 0.20352 | 64007750 | 64.0078 | 56809720 | 56.8097 | 21.9705 | 4.4793 | 20391020 | 18934520 | 32121680 |  | 265149100 | 12050620 | 71447220 | 336596320 | 324545700 | 59396600 | 83.13% | 18.3% | 212119280 | 87.37% | 87.37% | 87.37% | 18.3%
14000 | 10000 | 27460 | 35 | 1021802000 | 1021.802 | 0.20526 | 63112550 | 63.1125 | 70324300 | 70.3243 | 18.859 | 5.121 | 20391020 | 14565010 | 39995520 | 3890990 | 259392400 | 9233418 | 74951550 | 334343950 | 325110532 | 65718132 | 87.68% | 20.21% | 207513920 | 86.88% | 86.88% | 86.88% | 20.21%
16077 | 13000 | 22054 | 25 | 1021824000 | 1021.824 | 0.2048 | 63236590 | 63.2366 | 68475860 | 68.4759 | 19.1856 | 5.0528 | 23416170 | 18934520 | 32121680 | 2992936 | 260501900 | 9977583 | 74472370 | 334974270 | 324996687 | 64494787 | 86.6% | 19.84% | 208401520 | 87.04% | 87.04% | 87.04% | 19.84%
13000 | 14000 | 27460 | 70 | 1021846000 | 1021.846 | 0.20651 | 62187550 | 62.1876 | 84313550 | 84.3136 | 16.5913 | 5.6933 | 18934520 | 20391020 | 39995520 | 7389699 | 253602300 | 7243916 | 79321060 | 332923360 | 325679444 | 72077144 | 90.87% | 22.13% | 202881840 | 86.65% | 86.65% | 86.65% | 22.13%
5000 | 15936 | 27460 | 25 | 1021846000 | 1021.846 | 0.20526 | 63914250 | 63.9143 | 58282210 | 58.2822 | 21.7234 | 4.5054 | 7282506 | 23210800 | 39995520 | 2536477 | 263503200 | 9240194 | 70488826 | 333992026 | 324751832 | 61248632 | 86.89% | 18.86% | 210802560 | 86.62% | 86.62% | 86.62% | 18.86%
16077 | 6000 | 27460 |  | 1021886000 | 1021.886 | 0.20341 | 63928510 | 63.9285 | 58106440 | 58.1064 | 21.5779 | 4.5559 | 23416170 | 8739007 | 39995520 |  | 264687300 | 12257080 | 72150697 | 336837997 | 324580917 | 59893617 | 83.01% | 18.45% | 211749840 | 87.47% | 87.47% | 87.47% | 18.45%
16000 | 8000 | 27460 | 30 | 1021887000 | 1021.887 | 0.20502 | 63144840 | 63.1448 | 69921800 | 69.9218 | 18.9046 | 5.1154 | 23304020 | 11652010 | 39995520 | 3482717 | 259760400 | 9642258 | 74951550 | 334711950 | 325069692 | 65309292 | 87.14% | 20.09% | 207808320 | 86.98% | 86.98% | 86.98% | 20.09%
5000 | 14000 | 27460 |  | 1021915000 | 1021.915 | 0.20415 | 64597160 | 64.5972 | 48055550 | 48.0555 | 25.0312 | 3.9565 | 7282506 | 20391020 | 39995520 |  | 267740900 | 11053150 | 67669046 | 335409946 | 324356796 | 56615896 | 83.67% | 17.45% | 214192720 | 86.9% | 86.9% | 86.9% | 17.45%
9000 | 12000 | 27460 | 15 | 1021930000 | 1021.93 | 0.20474 | 63968870 | 63.9689 | 57542550 | 57.5425 | 21.8525 | 4.4891 | 13108510 | 17478010 | 39995520 | 1697693 | 264196300 | 10105880 | 70582040 | 334778340 | 324672460 | 60476160 | 85.68% | 18.63% | 211357040 | 86.84% | 86.84% | 86.84% | 18.63%
13000 | 13000 | 27460 | 60 | 1021971000 | 1021.971 | 0.20622 | 62482460 | 62.4825 | 79992550 | 79.9925 | 17.2069 | 5.527 | 18934520 | 18934520 | 39995520 | 6358461 | 255392400 | 7753586 | 77864560 | 333256960 | 325503374 | 70110974 | 90.04% | 21.54% | 204313920 | 86.69% | 86.69% | 86.69% | 21.54%
16000 | 13000 | 22054 | 25 | 1021987000 | 1021.987 | 0.20485 | 63255840 | 63.2558 | 68349220 | 68.3492 | 19.1957 | 5.0503 | 23304020 | 18934520 | 32121680 | 2979193 | 260585000 | 9955528 | 74360220 | 334945220 | 324989692 | 64404692 | 86.61% | 19.82% | 208468000 | 87.03% | 87.03% | 87.03% | 19.82%
13000 | 15936 | 27460 | 90 | 1022003000 | 1022.003 | 0.20716 | 61629050 | 61.629 | 92890210 | 92.8902 | 15.491 | 6.0119 | 18934520 | 23210800 | 39995520 | 9411388 | 250153900 | 6271850 | 82140840 | 332294740 | 326022890 | 75868990 | 92.36% | 23.27% | 200123120 | 86.58% | 86.58% | 86.58% | 23.27%
11000 | 15936 | 22054 | 15 | 1022005000 | 1022.005 | 0.20466 | 63822550 | 63.8225 | 59823130 | 59.8231 | 21.1944 | 4.6192 | 16021510 | 23210800 | 32121680 | 1762628 | 263622100 | 10258560 | 71353990 | 334976090 | 324717530 | 61095430 | 85.62% | 18.81% | 210897680 | 86.92% | 86.92% | 86.92% | 18.81%
16000 | 6000 | 27460 |  | 1022014000 | 1022.014 | 0.20346 | 63945410 | 63.9454 | 57979800 | 57.9798 | 21.599 | 4.5518 | 23304020 | 8739007 | 39995520 |  | 264760600 | 12223880 | 72038547 | 336799147 | 324575267 | 59814667 | 83.03% | 18.43% | 211808480 | 87.45% | 87.45% | 87.45% | 18.43%
16077 | 7000 | 27460 | 20 | 1022118000 | 1022.118 | 0.20469 | 63438380 | 63.4384 | 65727440 | 65.7274 | 19.7334 | 4.9296 | 23416170 | 10195510 | 39995520 | 2447174 | 261541800 | 10250230 | 73607200 | 335149000 | 324898770 | 63356970 | 86.07% | 19.5% | 209233440 | 87.06% | 87.06% | 87.06% | 19.5%
13000 | 14000 | 22054 | 10 | 1022149000 | 1022.149 | 0.20438 | 63854460 | 63.8545 | 59485970 | 59.486 | 21.2335 | 4.6159 | 18934520 | 20391020 | 32121680 | 1289192 | 263987200 | 10759640 | 71447220 | 335434420 | 324674780 | 60687580 | 84.94% | 18.69% | 211189760 | 87.05% | 87.05% | 87.05% | 18.69%
13000 | 12000 | 27460 | 50 | 1022173000 | 1022.173 | 0.20592 | 62782470 | 62.7825 | 75671550 | 75.6715 | 17.878 | 5.3548 | 18934520 | 17478010 | 39995520 | 5322650 | 257203700 | 8284936 | 76408050 | 333611750 | 325326814 | 68123114 | 89.16% | 20.94% | 205762960 | 86.73% | 86.73% | 86.73% | 20.94%
11000 | 10000 | 27460 | 10 | 1022220000 | 1022.22 | 0.20451 | 64014790 | 64.0148 | 57140050 | 57.1401 | 21.8976 | 4.4847 | 16021510 | 14565010 | 39995520 | 1226424 | 264621000 | 10577800 | 70582040 | 335203040 | 324625240 | 60004240 | 85.01% | 18.48% | 211696800 | 86.96% | 86.96% | 86.96% | 18.48%
14000 | 14000 | 22054 | 20 | 1022227000 | 1022.227 | 0.2048 | 63531640 | 63.5316 | 64430720 | 64.4307 | 20.0253 | 4.8635 | 20391020 | 20391020 | 32121680 | 2370078 | 262062100 | 10109920 | 72903720 | 334965820 | 324855900 | 62793800 | 86.13% | 19.33% | 209649680 | 86.98% | 86.98% | 86.98% | 19.33%
7000 | 13000 | 27460 | 10 | 1022261000 | 1022.261 | 0.2047 | 64250710 | 64.2507 | 53624050 | 53.624 | 23.005 | 4.2809 | 10195510 | 18934520 | 39995520 | 1133677 | 265698500 | 10280900 | 69125550 | 334824050 | 324543150 | 58844650 | 85.13% | 18.13% | 212558800 | 86.79% | 86.79% | 86.79% | 18.13%
9000 | 15936 | 27460 | 60 | 1022262000 | 1022.262 | 0.20645 | 62739300 | 62.7393 | 76411210 | 76.4112 | 17.7877 | 5.3668 | 13108510 | 23210800 | 39995520 | 6101786 | 256558200 | 7472939 | 76314830 | 332873030 | 325400091 | 68841891 | 90.21% | 21.16% | 205246560 | 86.53% | 86.53% | 86.53% | 21.16%
16000 | 7000 | 27460 | 20 | 1022279000 | 1022.279 | 0.20474 | 63457520 | 63.4575 | 65600800 | 65.6008 | 19.7451 | 4.9269 | 23304020 | 10195510 | 39995520 | 2434783 | 261624500 | 10227600 | 73495050 | 335119550 | 324891950 | 63267450 | 86.08% | 19.47% | 209299600 | 87.04% | 87.04% | 87.04% | 19.47%
16077 | 12000 | 22054 | 15 | 1022339000 | 1022.339 | 0.20452 | 63557410 | 63.5574 | 64154860 | 64.1549 | 20.0463 | 4.8639 | 23416170 | 17478010 | 32121680 | 1914965 | 262399900 | 10599870 | 73015860 | 335415760 | 324815890 | 62415990 | 85.48% | 19.22% | 209919920 | 87.11% | 87.11% | 87.11% | 19.22%
13000 | 8000 | 27460 |  | 1022342000 | 1022.342 | 0.20378 | 64159020 | 64.159 | 55087550 | 55.0876 | 22.4321 | 4.3923 | 18934520 | 11652010 | 39995520 |  | 265726400 | 11805930 | 70582050 | 336308450 | 324502520 | 58776120 | 83.27% | 18.11% | 212581120 | 87.26% | 87.26% | 87.26% | 18.11%
11000 | 13000 | 27460 | 45 | 1022351000 | 1022.351 | 0.20587 | 63054180 | 63.0542 | 71753050 | 71.7531 | 18.5721 | 5.1808 | 16021510 | 18934520 | 39995520 | 4699637 | 258663700 | 8423649 | 74951550 | 333615250 | 325191601 | 66527901 | 88.76% | 20.46% | 206930960 | 86.68% | 86.68% | 86.68% | 20.46%
16000 | 12000 | 22054 | 15 | 1022499000 | 1022.499 | 0.20456 | 63576380 | 63.5764 | 64028220 | 64.0282 | 20.0591 | 4.8611 | 23304020 | 17478010 | 32121680 | 1904278 | 262481900 | 10576370 | 72903710 | 335385610 | 324809240 | 62327340 | 85.49% | 19.19% | 209985520 | 87.09% | 87.09% | 87.09% | 19.19%
14000 | 14000 | 27460 | 80 | 1022502000 | 1022.502 | 0.20695 | 61903060 | 61.9031 | 89258300 | 89.2583 | 15.8808 | 5.8989 | 20391020 | 20391020 | 39995520 | 8408689 | 251836800 | 6760107 | 80777560 | 332614360 | 325854253 | 74017453 | 91.63% | 22.71% | 201469440 | 86.62% | 86.62% | 86.62% | 22.71%
3000 | 15936 | 27460 | 10 | 1022532000 | 1022.532 | 0.20494 | 64506240 | 64.5062 | 50042700 | 50.0427 | 24.2544 | 4.071 | 4369504 | 23210800 | 39995520 | 1052140 | 266859000 | 9977285 | 67575824 | 334434824 | 324457539 | 57598539 | 85.24% | 17.75% | 213487200 | 86.63% | 86.63% | 86.63% | 17.75%
14000 | 13000 | 27460 | 70 | 1022538000 | 1022.538 | 0.20665 | 62192060 | 62.1921 | 84937300 | 84.9373 | 16.4395 | 5.7386 | 20391020 | 18934520 | 39995520 | 7389699 | 253602300 | 7243916 | 79321060 | 332923360 | 325679444 | 72077144 | 90.87% | 22.13% | 202881840 | 86.65% | 86.65% | 86.65% | 22.13%
9000 | 14000 | 27460 | 40 | 1022541000 | 1022.541 | 0.20582 | 63326680 | 63.3267 | 67834550 | 67.8345 | 19.3388 | 4.9999 | 13108510 | 20391020 | 39995520 | 4096411 | 260126900 | 8563664 | 73495050 | 333621950 | 325058286 | 64931386 | 88.35% | 19.98% | 208101520 | 86.63% | 86.63% | 86.63% | 19.98%
16077 | 15936 | 22054 | 60 | 1022552000 | 1022.552 | 0.20623 | 62319940 | 62.3199 | 83023520 | 83.0235 | 16.6797 | 5.6799 | 23416170 | 23210800 | 32121680 | 6513112 | 254729000 | 7914594 | 78748650 | 333477650 | 325563056 | 70834056 | 89.95% | 21.76% | 203783200 | 86.78% | 86.78% | 86.78% | 21.76%
14000 | 8000 | 27460 | 15 | 1022576000 | 1022.576 | 0.20469 | 63737120 | 63.7371 | 61682300 | 61.6823 | 20.6342 | 4.7357 | 20391020 | 11652010 | 39995520 | 1823272 | 263117400 | 10398080 | 72038550 | 335155950 | 324757870 | 61640470 | 85.57% | 18.98% | 210493920 | 87% | 87% | 87% | 18.98%
11000 | 12000 | 27460 | 35 | 1022611000 | 1022.611 | 0.20558 | 63358040 | 63.358 | 67432050 | 67.4321 | 19.3896 | 4.9933 | 16021510 | 17478010 | 39995520 | 3692411 | 260491000 | 8968225 | 73495040 | 333986040 | 325017815 | 64526815 | 87.8% | 19.85% | 208392800 | 86.73% | 86.73% | 86.73% | 19.85%
13000 | 15936 | 22054 | 35 | 1022653000 | 1022.653 | 0.20551 | 63209580 | 63.2096 | 69712620 | 69.7126 | 18.8979 | 5.1112 | 18934520 | 23210800 | 32121680 | 3795775 | 259908000 | 9108146 | 74267000 | 334175000 | 325066854 | 65158854 | 87.74% | 20.04% | 207926400 | 86.81% | 86.81% | 86.81% | 20.04%
7000 | 15936 | 27460 | 45 | 1022655000 | 1022.655 | 0.20611 | 63311920 | 63.3119 | 68171700 | 68.1717 | 19.2833 | 5.0076 | 10195510 | 23210800 | 39995520 | 4488237 | 259833300 | 8142236 | 73401830 | 333235130 | 325092894 | 65259594 | 88.91% | 20.07% | 207866640 | 86.52% | 86.52% | 86.52% | 20.07%
14000 | 12000 | 27460 | 60 | 1022663000 | 1022.663 | 0.20635 | 62486980 | 62.487 | 80616300 | 80.6163 | 17.0434 | 5.5733 | 20391020 | 17478010 | 39995520 | 6358461 | 255392400 | 7753586 | 77864550 | 333256950 | 325503364 | 70110964 | 90.04% | 21.54% | 204313920 | 86.69% | 86.69% | 86.69% | 21.54%
13000 | 10000 | 27460 | 30 | 1022687000 | 1022.687 | 0.20535 | 63389800 | 63.3898 | 67029550 | 67.0296 | 19.4402 | 4.9868 | 18934520 | 14565010 | 39995520 | 3286655 | 260856700 | 9374544 | 73495050 | 334351750 | 324977206 | 64120506 | 87.24% | 19.73% | 208685360 | 86.83% | 86.83% | 86.83% | 19.73%
2000 | 15936 | 27460 |  | 1022709000 | 1022.709 | 0.20453 | 64846000 | 64.846 | 45097960 | 45.098 | 26.2092 | 3.7849 | 2913002 | 23210800 | 39995520 |  | 268854700 | 10694680 | 66119322 | 334974022 | 324279342 | 55424642 | 83.83% | 17.09% | 215083760 | 86.72% | 86.72% | 86.72% | 17.09%
16000 | 15936 | 22054 | 60 | 1022719000 | 1022.719 | 0.20628 | 62339410 | 62.3394 | 82896880 | 82.8969 | 16.684 | 5.6785 | 23304020 | 23210800 | 32121680 | 6493287 | 254813000 | 7894102 | 78636500 | 333449500 | 325555398 | 70742398 | 89.96% | 21.73% | 203850400 | 86.77% | 86.77% | 86.77% | 21.73%
14000 | 15936 | 27460 | 100 | 1022757000 | 1022.757 | 0.2076 | 61351070 | 61.3511 | 97834960 | 97.835 | 14.8792 | 6.2052 | 20391020 | 23210800 | 39995520 | 10430810 | 248415500 | 5815120 | 83597340 | 332012840 | 326197720 | 77782220 | 93.04% | 23.85% | 198732400 | 86.55% | 86.55% | 86.55% | 23.85%
16077 | 6000 | 27460 | 10 | 1022762000 | 1022.762 | 0.20441 | 63767740 | 63.7677 | 61406440 | 61.4064 | 20.6494 | 4.7373 | 23416170 | 8739007 | 39995520 | 1344665 | 263475400 | 10910550 | 72150697 | 335626097 | 324715547 | 61240147 | 84.88% | 18.86% | 210780320 | 87.13% | 87.13% | 87.13% | 18.86%
16077 | 14000 | 22054 | 40 | 1022811000 | 1022.811 | 0.2056 | 62905980 | 62.906 | 74446860 | 74.4469 | 17.9877 | 5.3375 | 23416170 | 20391020 | 32121680 | 4440023 | 258292100 | 9006548 | 75928870 | 334220970 | 325214422 | 66922322 | 88.14% | 20.58% | 206633680 | 86.88% | 86.88% | 86.88% | 20.58%
9000 | 13000 | 27460 | 30 | 1022817000 | 1022.817 | 0.20554 | 63631640 | 63.6316 | 63513550 | 63.5136 | 20.2482 | 4.8041 | 13108510 | 18934520 | 39995520 | 3108702 | 261958900 | 9110867 | 72038550 | 333997450 | 324886583 | 62927683 | 87.35% | 19.37% | 209567120 | 86.68% | 86.68% | 86.68% | 19.37%
14000 | 13000 | 22054 | 10 | 1022841000 | 1022.841 | 0.20452 | 63858970 | 63.859 | 60109720 | 60.1097 | 20.9826 | 4.6673 | 20391020 | 18934520 | 32121680 | 1289192 | 263987200 | 10759640 | 71447220 | 335434420 | 324674780 | 60687580 | 84.94% | 18.69% | 211189760 | 87.05% | 87.05% | 87.05% | 18.69%
16000 | 6000 | 27460 | 10 | 1022919000 | 1022.919 | 0.20446 | 63786550 | 63.7865 | 61279800 | 61.2798 | 20.6643 | 4.7341 | 23304020 | 8739007 | 39995520 | 1335817 | 263556700 | 10886210 | 72038547 | 335595247 | 324709037 | 61152337 | 84.89% | 18.83% | 210845360 | 87.12% | 87.12% | 87.12% | 18.83%
16000 | 14000 | 22054 | 40 | 1022978000 | 1022.978 | 0.20565 | 62925520 | 62.9255 | 74320220 | 74.3202 | 17.9946 | 5.3356 | 23304020 | 20391020 | 32121680 | 4422938 | 258376500 | 8986067 | 75816720 | 334193220 | 325207153 | 66830653 | 88.15% | 20.55% | 206701200 | 86.87% | 86.87% | 86.87% | 20.55%
16077 | 8000 | 27460 | 35 | 1023018000 | 1023.018 | 0.20549 | 63102050 | 63.102 | 71698450 | 71.6984 | 18.4612 | 5.2202 | 23416170 | 11652010 | 39995520 | 3906923 | 259308200 | 9254081 | 75063700 | 334371900 | 325117819 | 65809619 | 87.67% | 20.24% | 207446560 | 86.89% | 86.89% | 86.89% | 20.24%
14000 | 7000 | 27460 |  | 1023034000 | 1023.034 | 0.20392 | 64163530 | 64.1635 | 55711300 | 55.7113 | 22.1507 | 4.445 | 20391020 | 10195510 | 39995520 |  | 265726400 | 11805930 | 70582050 | 336308450 | 324502520 | 58776120 | 83.27% | 18.11% | 212581120 | 87.26% | 87.26% | 87.26% | 18.11%
7000 | 14000 | 27460 | 25 | 1023043000 | 1023.043 | 0.20549 | 63906540 | 63.9065 | 59595050 | 59.5951 | 21.209 | 4.607 | 10195510 | 20391020 | 39995520 | 2545501 | 263432200 | 9256894 | 70582050 | 334014250 | 324757356 | 61325156 | 86.88% | 18.88% | 210745760 | 86.63% | 86.63% | 86.63% | 18.88%
16077 | 13000 | 22054 | 30 | 1023074000 | 1023.074 | 0.20531 | 63210070 | 63.2101 | 70125860 | 70.1259 | 18.7416 | 5.1554 | 23416170 | 18934520 | 32121680 | 3416222 | 260120400 | 9553709 | 74472370 | 334592770 | 325039061 | 64918661 | 87.17% | 19.97% | 208096320 | 86.93% | 86.93% | 86.93% | 19.97%
14000 | 15936 | 22054 | 45 | 1023092000 | 1023.092 | 0.20593 | 62910680 | 62.9107 | 74657380 | 74.6574 | 17.9476 | 5.3419 | 20391020 | 23210800 | 32121680 | 4812885 | 258082500 | 8564483 | 75723500 | 333806000 | 325241517 | 67159017 | 88.69% | 20.65% | 206466000 | 86.76% | 86.76% | 86.76% | 20.65%
14000 | 10000 | 27460 | 40 | 1023113000 | 1023.113 | 0.20577 | 63090060 | 63.0901 | 71974300 | 71.9743 | 18.425 | 5.2236 | 20391020 | 14565010 | 39995520 | 4295637 | 259027800 | 8828210 | 74951550 | 333979350 | 325151140 | 66123340 | 88.22% | 20.34% | 207222240 | 86.78% | 86.78% | 86.78% | 20.34%
9000 | 12000 | 27460 | 20 | 1023146000 | 1023.146 | 0.20525 | 63940060 | 63.9401 | 59192550 | 59.1925 | 21.2715 | 4.5989 | 13108510 | 17478010 | 39995520 | 2131552 | 263805300 | 9671418 | 70582040 | 334387340 | 324715922 | 60910622 | 86.3% | 18.76% | 211044240 | 86.73% | 86.73% | 86.73% | 18.76%
5000 | 15936 | 27460 | 30 | 1023153000 | 1023.153 | 0.20578 | 63891450 | 63.8914 | 59932210 | 59.9322 | 21.1401 | 4.6163 | 7282506 | 23210800 | 39995520 | 2942576 | 263137200 | 8833531 | 70488826 | 333626026 | 324792495 | 61655295 | 87.47% | 18.98% | 210509760 | 86.52% | 86.52% | 86.52% | 18.98%
16000 | 8000 | 27460 | 35 | 1023186000 | 1023.186 | 0.20553 | 63121570 | 63.1216 | 71571800 | 71.5718 | 18.4692 | 5.2182 | 23304020 | 11652010 | 39995520 | 3890990 | 259392400 | 9233418 | 74951550 | 334343950 | 325110532 | 65718132 | 87.68% | 20.21% | 207513920 | 86.88% | 86.88% | 86.88% | 20.21%
11000 | 15936 | 22054 | 20 | 1023187000 | 1023.187 | 0.20517 | 63791520 | 63.7915 | 61473130 | 61.4731 | 20.6535 | 4.7266 | 16021510 | 23210800 | 32121680 | 2206782 | 263221800 | 9813789 | 71353990 | 334575790 | 324762001 | 61540201 | 86.25% | 18.95% | 210577440 | 86.81% | 86.81% | 86.81% | 18.95%
13000 | 14000 | 22054 | 15 | 1023209000 | 1023.209 | 0.20489 | 63815330 | 63.8153 | 61135970 | 61.136 | 20.7036 | 4.7209 | 18934520 | 20391020 | 32121680 | 1770761 | 263553200 | 10277400 | 71447220 | 335000420 | 324723020 | 61169820 | 85.62% | 18.84% | 210842560 | 86.93% | 86.93% | 86.93% | 18.84%
16000 | 13000 | 22054 | 30 | 1023242000 | 1023.242 | 0.20536 | 63229630 | 63.2296 | 69999220 | 69.9992 | 18.7503 | 5.1532 | 23304020 | 18934520 | 32121680 | 3401036 | 260204800 | 9533099 | 74360220 | 334565020 | 325031921 | 64827121 | 87.18% | 19.94% | 208163840 | 86.92% | 86.92% | 86.92% | 19.94%
7000 | 12000 | 27460 |  | 1023299000 | 1023.299 | 0.20443 | 64606180 | 64.6062 | 49303050 | 49.303 | 24.3365 | 4.0647 | 10195510 | 17478010 | 39995520 |  | 267740900 | 11053150 | 67669040 | 335409940 | 324356790 | 56615890 | 83.67% | 17.45% | 214192720 | 86.9% | 86.9% | 86.9% | 17.45%
11000 | 10000 | 27460 | 15 | 1023314000 | 1023.314 | 0.20502 | 63977900 | 63.9779 | 58790050 | 58.7901 | 21.3269 | 4.5923 | 16021510 | 14565010 | 39995520 | 1697693 | 264196300 | 10105880 | 70582040 | 334778340 | 324672460 | 60476160 | 85.68% | 18.63% | 211357040 | 86.84% | 86.84% | 86.84% | 18.63%
16077 | 7000 | 27460 | 25 | 1023316000 | 1023.316 | 0.2052 | 63408410 | 63.4084 | 67377450 | 67.3774 | 19.2667 | 5.0331 | 23416170 | 10195510 | 39995520 | 2886404 | 261146000 | 9810390 | 73607200 | 334753200 | 324942810 | 63796810 | 86.67% | 19.63% | 208916800 | 86.95% | 86.95% | 86.95% | 19.63%
7000 | 13000 | 27460 | 15 | 1023420000 | 1023.42 | 0.20521 | 64218130 | 64.2181 | 55274050 | 55.2741 | 22.362 | 4.3928 | 10195510 | 18934520 | 39995520 | 1584995 | 265291800 | 9828959 | 69125550 | 334417350 | 324588391 | 59296591 | 85.78% | 18.27% | 212233440 | 86.68% | 86.68% | 86.68% | 18.27%
16077 | 12000 | 22054 | 20 | 1023446000 | 1023.446 | 0.20503 | 63521380 | 63.5214 | 65804860 | 65.8049 | 19.5727 | 4.9665 | 23416170 | 17478010 | 32121680 | 2382207 | 261978800 | 10131980 | 73015860 | 334994660 | 324862680 | 62883880 | 86.12% | 19.36% | 209583040 | 86.99% | 86.99% | 86.99% | 19.36%
14000 | 14000 | 22054 | 25 | 1023454000 | 1023.454 | 0.20531 | 63503570 | 63.5036 | 66080720 | 66.0807 | 19.5404 | 4.9686 | 20391020 | 20391020 | 32121680 | 2800528 | 261674200 | 9678872 | 72903720 | 334577920 | 324899048 | 63224848 | 86.72% | 19.46% | 209339360 | 86.87% | 86.87% | 86.87% | 19.46%
11000 | 14000 | 27460 | 60 | 1023461000 | 1023.461 | 0.20668 | 62731760 | 62.7318 | 77724050 | 77.7241 | 17.4464 | 5.4592 | 16021510 | 20391020 | 39995520 | 6116724 | 256488000 | 7489761 | 76408050 | 332896050 | 325406289 | 68918289 | 90.2% | 21.18% | 205190400 | 86.54% | 86.54% | 86.54% | 21.18%
9000 | 15936 | 22054 |  | 1023481000 | 1023.481 | 0.20435 | 64467020 | 64.467 | 51583620 | 51.5836 | 23.462 | 4.2092 | 13108510 | 23210800 | 32121680 |  | 267196600 | 11242190 | 68440990 | 335637590 | 324395400 | 57198800 | 83.57% | 17.63% | 213757280 | 86.99% | 86.99% | 86.99% | 17.63%
16000 | 7000 | 27460 | 25 | 1023482000 | 1023.482 | 0.20525 | 63427840 | 63.4278 | 67250800 | 67.2508 | 19.2769 | 5.0306 | 23304020 | 10195510 | 39995520 | 2872641 | 261229900 | 9789133 | 73495050 | 334724950 | 324935817 | 63705917 | 86.68% | 19.61% | 208983920 | 86.93% | 86.93% | 86.93% | 19.61%
11000 | 15936 | 27460 | 80 | 1023498000 | 1023.498 | 0.20732 | 62165320 | 62.1653 | 86300700 | 86.3007 | 16.2019 | 5.7971 | 16021510 | 23210800 | 39995520 | 8111450 | 253006500 | 6487318 | 79227830 | 332234330 | 325747012 | 72740512 | 91.81% | 22.33% | 202405200 | 86.46% | 86.46% | 86.46% | 22.33%
13000 | 13000 | 22054 |  | 1023539000 | 1023.539 | 0.20412 | 64233280 | 64.2333 | 55164970 | 55.165 | 22.2575 | 4.4249 | 18934520 | 18934520 | 32121680 |  | 266127000 | 11644760 | 69990720 | 336117720 | 324472960 | 58345960 | 83.36% | 17.98% | 212901600 | 87.19% | 87.19% | 87.19% | 17.98%
13000 | 8000 | 27460 | 10 | 1023604000 | 1023.604 | 0.20479 | 64023820 | 64.0238 | 58387550 | 58.3875 | 21.3683 | 4.5886 | 18934520 | 11652010 | 39995520 | 1226424 | 264621000 | 10577800 | 70582050 | 335203050 | 324625250 | 60004250 | 85.01% | 18.48% | 211696800 | 86.96% | 86.96% | 86.96% | 18.48%
16000 | 12000 | 22054 | 20 | 1023610000 | 1023.61 | 0.20508 | 63540660 | 63.5407 | 65678220 | 65.6782 | 19.5839 | 4.9639 | 23304020 | 17478010 | 32121680 | 2370078 | 262062100 | 10109920 | 72903710 | 334965810 | 324855890 | 62793790 | 86.13% | 19.33% | 209649680 | 86.98% | 86.98% | 86.98% | 19.33%
11000 | 13000 | 27460 | 50 | 1023666000 | 1023.666 | 0.20639 | 63031990 | 63.032 | 73403050 | 73.403 | 18.15 | 5.2824 | 16021510 | 18934520 | 39995520 | 5102914 | 258300200 | 8019813 | 74951550 | 333251750 | 325231937 | 66931737 | 89.3% | 20.58% | 206640160 | 86.58% | 86.58% | 86.58% | 20.58%
16077 | 12000 | 27460 | 80 | 1023717000 | 1023.717 | 0.20718 | 61892500 | 61.8925 | 90632450 | 90.6325 | 15.6004 | 5.9888 | 23416170 | 17478010 | 39995520 | 8430786 | 251752300 | 6779896 | 80889700 | 332642000 | 325862104 | 74109804 | 91.62% | 22.74% | 201401840 | 86.63% | 86.63% | 86.63% | 22.74%
14000 | 8000 | 27460 | 20 | 1023724000 | 1023.724 | 0.2052 | 63703780 | 63.7038 | 63332300 | 63.3323 | 20.125 | 4.8411 | 20391020 | 11652010 | 39995520 | 2278109 | 262707500 | 9942613 | 72038550 | 334746050 | 324803437 | 62095937 | 86.2% | 19.12% | 210166000 | 86.88% | 86.88% | 86.88% | 19.12%
16077 | 13000 | 27460 | 90 | 1023726000 | 1023.726 | 0.20748 | 61606490 | 61.6065 | 94953450 | 94.9535 | 15.1028 | 6.1415 | 23416170 | 18934520 | 39995520 | 9453513 | 249999300 | 6308160 | 82346210 | 332345510 | 326037350 | 76038050 | 92.34% | 23.32% | 199999440 | 86.6% | 86.6% | 86.6% | 23.32%
5000 | 14000 | 27460 | 10 | 1023731000 | 1023.731 | 0.20517 | 64498720 | 64.4987 | 51355550 | 51.3556 | 23.6026 | 4.1779 | 7282506 | 20391020 | 39995520 | 1056458 | 266788800 | 9995224 | 67669046 | 334457846 | 324462622 | 57673822 | 85.23% | 17.78% | 213431040 | 86.64% | 86.64% | 86.64% | 17.78%
3000 | 15936 | 27460 | 15 | 1023759000 | 1023.759 | 0.20546 | 64478200 | 64.4782 | 51692700 | 51.6927 | 23.5236 | 4.1876 | 4369504 | 23210800 | 39995520 | 1482457 | 266471200 | 9546370 | 67575824 | 334047024 | 324500654 | 58029454 | 85.87% | 17.88% | 213176960 | 86.52% | 86.52% | 86.52% | 17.88%
16077 | 14000 | 27460 | 100 | 1023786000 | 1023.786 | 0.20778 | 61323870 | 61.3239 | 99274450 | 99.2745 | 14.6402 | 6.2891 | 23416170 | 20391020 | 39995520 | 10476060 | 248260500 | 5850608 | 83802710 | 332063210 | 326212602 | 77952102 | 93.02% | 23.9% | 198608400 | 86.57% | 86.57% | 86.57% | 23.9%
16077 | 6000 | 27460 | 15 | 1023799000 | 1023.799 | 0.20492 | 63727060 | 63.7271 | 63056440 | 63.0564 | 20.1509 | 4.8405 | 23416170 | 8739007 | 39995520 | 1833415 | 263034900 | 10421120 | 72150697 | 335185597 | 324764477 | 61729577 | 85.56% | 19.01% | 210427920 | 87.01% | 87.01% | 87.01% | 19.01%
9000 | 14000 | 27460 | 45 | 1023854000 | 1023.854 | 0.20634 | 63304330 | 63.3043 | 69484550 | 69.4845 | 18.8792 | 5.1042 | 13108510 | 20391020 | 39995520 | 4500411 | 259762800 | 8159104 | 73495050 | 333257850 | 325098746 | 65335946 | 88.9% | 20.1% | 207810240 | 86.53% | 86.53% | 86.53% | 20.1%
16077 | 10000 | 27460 | 60 | 1023879000 | 1023.879 | 0.20659 | 62476480 | 62.4765 | 81990450 | 81.9904 | 16.7188 | 5.6675 | 23416170 | 14565010 | 39995520 | 6377657 | 255308100 | 7773951 | 77976700 | 333284800 | 325510849 | 70202749 | 90.03% | 21.57% | 204246480 | 86.7% | 86.7% | 86.7% | 21.57%
16000 | 12000 | 27460 | 80 | 1023886000 | 1023.886 | 0.20723 | 61912080 | 61.9121 | 90505800 | 90.5058 | 15.6027 | 5.9879 | 23304020 | 17478010 | 39995520 | 8408689 | 251836800 | 6760107 | 80777550 | 332614350 | 325854243 | 74017443 | 91.63% | 22.71% | 201469440 | 86.62% | 86.62% | 86.62% | 22.71%
16000 | 13000 | 27460 | 90 | 1023894000 | 1023.894 | 0.20753 | 61626040 | 61.626 | 94826800 | 94.8268 | 15.1044 | 6.1407 | 23304020 | 18934520 | 39995520 | 9430474 | 250083700 | 6288331 | 82234060 | 332317760 | 326029429 | 75945729 | 92.35% | 23.29% | 200066960 | 86.59% | 86.59% | 86.59% | 23.29%
14000 | 13000 | 22054 | 15 | 1023901000 | 1023.901 | 0.20503 | 63819840 | 63.8198 | 61759720 | 61.7597 | 20.4636 | 4.7721 | 20391020 | 18934520 | 32121680 | 1770761 | 263553200 | 10277400 | 71447220 | 335000420 | 324723020 | 61169820 | 85.62% | 18.84% | 210842560 | 86.93% | 86.93% | 86.93% | 18.84%
11000 | 12000 | 27460 | 40 | 1023924000 | 1023.924 | 0.2061 | 63335700 | 63.3357 | 69082050 | 69.082 | 18.9271 | 5.0981 | 16021510 | 17478010 | 39995520 | 4096411 | 260126900 | 8563664 | 73495040 | 333621940 | 325058276 | 64931376 | 88.35% | 19.98% | 208101520 | 86.63% | 86.63% | 86.63% | 19.98%
16000 | 14000 | 27460 | 100 | 1023956000 | 1023.956 | 0.20783 | 61343500 | 61.3435 | 99147800 | 99.1478 | 14.6411 | 6.2886 | 23304020 | 20391020 | 39995520 | 10451330 | 248345200 | 5831228 | 83690560 | 332035760 | 326204532 | 77859332 | 93.03% | 23.87% | 198676160 | 86.56% | 86.56% | 86.56% | 23.87%
16000 | 6000 | 27460 | 15 | 1023960000 | 1023.96 | 0.20497 | 63746150 | 63.7462 | 62929800 | 62.9298 | 20.1639 | 4.8376 | 23304020 | 8739007 | 39995520 | 1823272 | 263117400 | 10398080 | 72038547 | 335155947 | 324757867 | 61640467 | 85.57% | 18.98% | 210493920 | 87% | 87% | 87% | 18.98%
13000 | 15936 | 22054 | 40 | 1023966000 | 1023.966 | 0.20602 | 63187240 | 63.1872 | 71362620 | 71.3626 | 18.4593 | 5.2146 | 18934520 | 23210800 | 32121680 | 4199775 | 259543900 | 8703585 | 74267000 | 333810900 | 325107315 | 65563415 | 88.28% | 20.17% | 207635120 | 86.71% | 86.71% | 86.71% | 20.17%
7000 | 15936 | 27460 | 50 | 1023974000 | 1023.974 | 0.20663 | 63289940 | 63.2899 | 69821700 | 69.8217 | 18.8256 | 5.1116 | 10195510 | 23210800 | 39995520 | 4890546 | 259470700 | 7739368 | 73401830 | 332872530 | 325133162 | 65662462 | 89.46% | 20.2% | 207576560 | 86.42% | 86.42% | 86.42% | 20.2%
13000 | 10000 | 27460 | 35 | 1023995000 | 1023.995 | 0.20586 | 63367070 | 63.3671 | 68679550 | 68.6796 | 18.9753 | 5.0919 | 18934520 | 14565010 | 39995520 | 3692411 | 260491000 | 8968225 | 73495050 | 333986050 | 325017825 | 64526825 | 87.8% | 19.85% | 208392800 | 86.73% | 86.73% | 86.73% | 19.85%
16000 | 10000 | 27460 | 60 | 1024047000 | 1024.047 | 0.20663 | 62496000 | 62.496 | 81863800 | 81.8638 | 16.7232 | 5.6661 | 23304020 | 14565010 | 39995520 | 6358461 | 255392400 | 7753586 | 77864550 | 333256950 | 325503364 | 70110964 | 90.04% | 21.54% | 204313920 | 86.69% | 86.69% | 86.69% | 21.54%
16077 | 14000 | 22054 | 45 | 1024124000 | 1024.124 | 0.20612 | 62883640 | 62.8836 | 76096860 | 76.0969 | 17.5915 | 5.4378 | 23416170 | 20391020 | 32121680 | 4844023 | 257928000 | 8601987 | 75928870 | 333856870 | 325254883 | 67326883 | 88.67% | 20.7% | 206342400 | 86.78% | 86.78% | 86.78% | 20.7%
9000 | 13000 | 27460 | 35 | 1024130000 | 1024.13 | 0.20605 | 63609290 | 63.6093 | 65163550 | 65.1636 | 19.7409 | 4.9117 | 13108510 | 18934520 | 39995520 | 3512703 | 261594800 | 8706306 | 72038550 | 333633350 | 324927044 | 63332244 | 87.91% | 19.49% | 209275840 | 86.58% | 86.58% | 86.58% | 19.49%
14000 | 12000 | 22054 |  | 1024231000 | 1024.231 | 0.20425 | 64237790 | 64.2378 | 55788720 | 55.7887 | 21.9781 | 4.4779 | 20391020 | 17478010 | 32121680 |  | 266127000 | 11644760 | 69990710 | 336117710 | 324472950 | 58345950 | 83.36% | 17.98% | 212901600 | 87.19% | 87.19% | 87.19% | 17.98%
16077 | 5000 | 27460 |  | 1024281000 | 1024.281 | 0.20415 | 64155150 | 64.1552 | 57085440 | 57.0854 | 21.5846 | 4.5546 | 23416170 | 7282506 | 39995520 |  | 265650900 | 11837020 | 70694196 | 336345096 | 324508076 | 58857176 | 83.26% | 18.14% | 212520720 | 87.28% | 87.28% | 87.28% | 18.14%
16000 | 14000 | 22054 | 45 | 1024292000 | 1024.292 | 0.20616 | 62903180 | 62.9032 | 75970220 | 75.9702 | 17.5976 | 5.4361 | 23304020 | 20391020 | 32121680 | 4826938 | 258012400 | 8581506 | 75816720 | 333829120 | 325247614 | 67235214 | 88.68% | 20.67% | 206409920 | 86.77% | 86.77% | 86.77% | 20.67%
14000 | 7000 | 27460 | 10 | 1024295000 | 1024.295 | 0.20492 | 64028330 | 64.0283 | 59011300 | 59.0113 | 21.1115 | 4.6406 | 20391020 | 10195510 | 39995520 | 1226424 | 264621000 | 10577800 | 70582050 | 335203050 | 324625250 | 60004250 | 85.01% | 18.48% | 211696800 | 86.96% | 86.96% | 86.96% | 18.48%
16077 | 8000 | 27460 | 40 | 1024328000 | 1024.328 | 0.206 | 63079510 | 63.0795 | 73348450 | 73.3484 | 18.0425 | 5.3224 | 23416170 | 11652010 | 39995520 | 4311793 | 258943300 | 8848650 | 75063700 | 334007000 | 325158350 | 66215050 | 88.21% | 20.36% | 207154640 | 86.79% | 86.79% | 86.79% | 20.36%
7000 | 14000 | 27460 | 30 | 1024349000 | 1024.349 | 0.20601 | 63883730 | 63.8837 | 61245050 | 61.245 | 20.6496 | 4.7175 | 10195510 | 20391020 | 39995520 | 2951639 | 263066200 | 8850192 | 70582050 | 333648250 | 324798058 | 61731858 | 87.46% | 19.01% | 210452960 | 86.53% | 86.53% | 86.53% | 19.01%
16077 | 13000 | 22054 | 35 | 1024375000 | 1024.375 | 0.20583 | 63186920 | 63.1869 | 71775860 | 71.7759 | 18.3103 | 5.2586 | 23416170 | 18934520 | 32121680 | 3823918 | 259753000 | 9145448 | 74472370 | 334225370 | 325079922 | 65326922 | 87.72% | 20.1% | 207802400 | 86.83% | 86.83% | 86.83% | 20.1%
13000 | 14000 | 22054 | 20 | 1024387000 | 1024.387 | 0.2054 | 63784000 | 63.784 | 62785970 | 62.786 | 20.1851 | 4.8277 | 18934520 | 20391020 | 32121680 | 2216284 | 263151700 | 9831257 | 71447220 | 334598920 | 324767663 | 61615963 | 86.24% | 18.97% | 210521360 | 86.82% | 86.82% | 86.82% | 18.97%
14000 | 15936 | 22054 | 50 | 1024406000 | 1024.406 | 0.20645 | 62888390 | 62.8884 | 76307380 | 76.3074 | 17.5524 | 5.4421 | 20391020 | 23210800 | 32121680 | 5216638 | 257718600 | 8160170 | 75723500 | 333442100 | 325281930 | 67563330 | 89.22% | 20.77% | 206174880 | 86.66% | 86.66% | 86.66% | 20.77%
16000 | 5000 | 27460 |  | 1024417000 | 1024.417 | 0.20419 | 64172550 | 64.1726 | 56958800 | 56.9588 | 21.6051 | 4.5505 | 23304020 | 7282506 | 39995520 |  | 265726400 | 11805930 | 70582046 | 336308446 | 324502516 | 58776116 | 83.27% | 18.11% | 212581120 | 87.26% | 87.26% | 87.26% | 18.11%
14000 | 10000 | 27460 | 45 | 1024426000 | 1024.426 | 0.20629 | 63067710 | 63.0677 | 73624300 | 73.6243 | 18.0076 | 5.3255 | 20391020 | 14565010 | 39995520 | 4699637 | 258663700 | 8423649 | 74951550 | 333615250 | 325191601 | 66527901 | 88.76% | 20.46% | 206930960 | 86.68% | 86.68% | 86.68% | 20.46%
9000 | 12000 | 27460 | 25 | 1024427000 | 1024.427 | 0.20577 | 63915560 | 63.9156 | 60842550 | 60.8426 | 20.7109 | 4.7095 | 13108510 | 17478010 | 39995520 | 2545501 | 263432200 | 9256894 | 70582040 | 334014240 | 324757346 | 61325146 | 86.88% | 18.88% | 210745760 | 86.63% | 86.63% | 86.63% | 18.88%
11000 | 15936 | 22054 | 25 | 1024460000 | 1024.46 | 0.20569 | 63766480 | 63.7665 | 63123130 | 63.1231 | 20.1273 | 4.8353 | 16021510 | 23210800 | 32121680 | 2623221 | 262846500 | 9396773 | 71353990 | 334200490 | 324803717 | 61957217 | 86.83% | 19.08% | 210277200 | 86.71% | 86.71% | 86.71% | 19.08%
5000 | 15936 | 27460 | 35 | 1024466000 | 1024.466 | 0.20629 | 63869100 | 63.8691 | 61582210 | 61.5822 | 20.5836 | 4.7266 | 7282506 | 23210800 | 39995520 | 3346576 | 262773100 | 8428970 | 70488826 | 333261926 | 324832956 | 62059856 | 88.04% | 19.11% | 210218480 | 86.42% | 86.42% | 86.42% | 19.11%
16000 | 8000 | 27460 | 40 | 1024497000 | 1024.497 | 0.20605 | 63099080 | 63.0991 | 73221800 | 73.2218 | 18.0497 | 5.3205 | 23304020 | 11652010 | 39995520 | 4295637 | 259027800 | 8828210 | 74951550 | 333979350 | 325151140 | 66123340 | 88.22% | 20.34% | 207222240 | 86.78% | 86.78% | 86.78% | 20.34%
11000 | 10000 | 27460 | 20 | 1024530000 | 1024.53 | 0.20553 | 63949090 | 63.9491 | 60440050 | 60.44 | 20.7698 | 4.7019 | 16021510 | 14565010 | 39995520 | 2131552 | 263805300 | 9671418 | 70582040 | 334387340 | 324715922 | 60910622 | 86.3% | 18.76% | 211044240 | 86.73% | 86.73% | 86.73% | 18.76%
16000 | 13000 | 22054 | 35 | 1024544000 | 1024.544 | 0.20588 | 63206530 | 63.2065 | 71649220 | 71.6492 | 18.3179 | 5.2565 | 23304020 | 18934520 | 32121680 | 3808509 | 259837600 | 9125061 | 74360220 | 334197820 | 325072759 | 65235159 | 87.73% | 20.07% | 207870080 | 86.82% | 86.82% | 86.82% | 20.07%
16077 | 7000 | 27460 | 30 | 1024594000 | 1024.594 | 0.20572 | 63383740 | 63.3837 | 69027450 | 69.0275 | 18.8113 | 5.1377 | 23416170 | 10195510 | 39995520 | 3301137 | 260772200 | 9395082 | 73607200 | 334379400 | 324984318 | 64212118 | 87.24% | 19.76% | 208617760 | 86.84% | 86.84% | 86.84% | 19.76%
5000 | 13000 | 27460 |  | 1024609000 | 1024.609 | 0.2049 | 64843550 | 64.8435 | 47034550 | 47.0346 | 25.0703 | 3.9505 | 7282506 | 18934520 | 39995520 |  | 268786800 | 10715390 | 66212546 | 334999346 | 324283956 | 55497156 | 83.82% | 17.11% | 215029440 | 86.73% | 86.73% | 86.73% | 17.11%
16077 | 12000 | 22054 | 25 | 1024668000 | 1024.668 | 0.20554 | 63493000 | 63.493 | 67454860 | 67.4549 | 19.1072 | 5.0711 | 23416170 | 17478010 | 32121680 | 2814091 | 261589600 | 9699492 | 73015860 | 334605460 | 324905968 | 63316368 | 86.72% | 19.49% | 209271680 | 86.88% | 86.88% | 86.88% | 19.49%
7000 | 13000 | 27460 | 20 | 1024676000 | 1024.676 | 0.20573 | 64192020 | 64.192 | 56924050 | 56.9241 | 21.7404 | 4.5061 | 10195510 | 18934520 | 39995520 | 2006413 | 264912000 | 9406957 | 69125550 | 334037550 | 324630593 | 59718593 | 86.39% | 18.4% | 211929600 | 86.58% | 86.58% | 86.58% | 18.4%
9000 | 10000 | 27460 |  | 1024682000 | 1024.682 | 0.20471 | 64615200 | 64.6152 | 50550550 | 50.5506 | 23.6743 | 4.1732 | 13108510 | 14565010 | 39995520 |  | 267740900 | 11053150 | 67669040 | 335409940 | 324356790 | 56615890 | 83.67% | 17.45% | 214192720 | 86.9% | 86.9% | 86.9% | 17.45%
13000 | 14000 | 27460 | 80 | 1024697000 | 1024.697 | 0.20755 | 62157740 | 62.1577 | 87613550 | 87.6136 | 15.9175 | 5.8854 | 18934520 | 20391020 | 39995520 | 8128892 | 252936100 | 6503697 | 79321060 | 332257160 | 325753463 | 72817363 | 91.8% | 22.35% | 202348880 | 86.47% | 86.47% | 86.47% | 22.35%
13000 | 8000 | 27460 | 15 | 1024697000 | 1024.697 | 0.2053 | 63986920 | 63.9869 | 60037550 | 60.0376 | 20.8216 | 4.6958 | 18934520 | 11652010 | 39995520 | 1697693 | 264196300 | 10105880 | 70582050 | 334778350 | 324672470 | 60476170 | 85.68% | 18.63% | 211357040 | 86.84% | 86.84% | 86.84% | 18.63%
11000 | 14000 | 22054 |  | 1024699000 | 1024.699 | 0.20458 | 64460710 | 64.4607 | 52896470 | 52.8965 | 22.8463 | 4.3169 | 16021510 | 20391020 | 32121680 |  | 267131500 | 11265600 | 68534210 | 335665710 | 324400110 | 57268610 | 83.56% | 17.65% | 213705200 | 87% | 87% | 87% | 17.65%
13000 | 13000 | 27460 | 70 | 1024727000 | 1024.727 | 0.20726 | 62446340 | 62.4463 | 83292550 | 83.2926 | 16.4895 | 5.722 | 18934520 | 18934520 | 39995520 | 7126852 | 254699800 | 6984128 | 77864560 | 332564360 | 325580232 | 70880432 | 91.03% | 21.77% | 203759840 | 86.5% | 86.5% | 86.5% | 21.77%
14000 | 14000 | 22054 | 30 | 1024742000 | 1024.742 | 0.20583 | 63479600 | 63.4796 | 67730720 | 67.7307 | 19.0697 | 5.0745 | 20391020 | 20391020 | 32121680 | 3212047 | 261303300 | 9266782 | 72903720 | 334207020 | 324940238 | 63636938 | 87.29% | 19.58% | 209042640 | 86.77% | 86.77% | 86.77% | 19.58%
2000 | 15936 | 27460 | 10 | 1024756000 | 1024.756 | 0.20556 | 64762850 | 64.7629 | 48397960 | 48.398 | 24.5899 | 4.0178 | 2913002 | 23210800 | 39995520 | 985766.1 | 267966300 | 9707549 | 66119322 | 334085622 | 324378073 | 56411773 | 85.32% | 17.39% | 214373040 | 86.47% | 86.47% | 86.47% | 17.39%
16000 | 7000 | 27460 | 30 | 1024762000 | 1024.762 | 0.20576 | 63403330 | 63.4033 | 68900800 | 68.9008 | 18.8201 | 5.1355 | 23304020 | 10195510 | 39995520 | 3286655 | 260856700 | 9374544 | 73495050 | 334351750 | 324977206 | 64120506 | 87.24% | 19.73% | 208685360 | 86.83% | 86.83% | 86.83% | 19.73%
16000 | 12000 | 22054 | 25 | 1024837000 | 1024.837 | 0.20559 | 63512590 | 63.5126 | 67328220 | 67.3282 | 19.1167 | 5.0687 | 23304020 | 17478010 | 32121680 | 2800528 | 261674200 | 9678872 | 72903710 | 334577910 | 324899038 | 63224838 | 86.72% | 19.46% | 209339360 | 86.87% | 86.87% | 86.87% | 19.46%
13000 | 12000 | 27460 | 60 | 1024845000 | 1024.845 | 0.20696 | 62740790 | 62.7408 | 78971550 | 78.9715 | 17.1091 | 5.5532 | 18934520 | 17478010 | 39995520 | 6116724 | 256488000 | 7489761 | 76408050 | 332896050 | 325406289 | 68918289 | 90.2% | 21.18% | 205190400 | 86.54% | 86.54% | 86.54% | 21.18%
13000 | 7000 | 27460 |  | 1024847000 | 1024.847 | 0.20452 | 64392920 | 64.3929 | 54066550 | 54.0665 | 22.4412 | 4.3906 | 18934520 | 10195510 | 39995520 |  | 266720300 | 11416150 | 69125550 | 335845850 | 324429700 | 57709400 | 83.48% | 17.79% | 213376240 | 87.08% | 87.08% | 87.08% | 17.79%
13000 | 13000 | 22054 | 10 | 1024930000 | 1024.93 | 0.20513 | 64106690 | 64.1067 | 58464970 | 58.465 | 21.1879 | 4.6249 | 18934520 | 18934520 | 32121680 | 1186632 | 265057500 | 10456480 | 69990720 | 335048220 | 324591740 | 59534240 | 85.06% | 18.34% | 212046000 | 86.89% | 86.89% | 86.89% | 18.34%
16077 | 6000 | 27460 | 20 | 1024941000 | 1024.941 | 0.20543 | 63693380 | 63.6934 | 64706440 | 64.7064 | 19.6632 | 4.9453 | 23416170 | 8739007 | 39995520 | 2289758 | 262623600 | 9964142 | 72150697 | 334774297 | 324810155 | 62186555 | 86.19% | 19.15% | 210098880 | 86.9% | 86.9% | 86.9% | 19.15%
5000 | 14000 | 27460 | 15 | 1024955000 | 1024.955 | 0.20568 | 64470440 | 64.4704 | 53005550 | 53.0055 | 22.9077 | 4.294 | 7282506 | 20391020 | 39995520 | 1487911 | 266399900 | 9563172 | 67669046 | 334068946 | 324505774 | 58105874 | 85.87% | 17.91% | 213119920 | 86.53% | 86.53% | 86.53% | 17.91%
13000 | 15936 | 27460 | 100 | 1024964000 | 1024.964 | 0.2082 | 61606570 | 61.6066 | 96190210 | 96.1902 | 14.8944 | 6.1974 | 18934520 | 23210800 | 39995520 | 10116670 | 249518200 | 5565592 | 82140840 | 331659040 | 326093448 | 76575248 | 93.22% | 23.48% | 199614560 | 86.4% | 86.4% | 86.4% | 23.48%
14000 | 8000 | 27460 | 25 | 1024981000 | 1024.981 | 0.20572 | 63677760 | 63.6778 | 64982300 | 64.9823 | 19.6265 | 4.9484 | 20391020 | 11652010 | 39995520 | 2699077 | 262328100 | 9521062 | 72038550 | 334366650 | 324845588 | 62517488 | 86.78% | 19.25% | 209862480 | 86.78% | 86.78% | 86.78% | 19.25%
3000 | 15936 | 27460 | 20 | 1025031000 | 1025.031 | 0.20597 | 64453100 | 64.4531 | 53342700 | 53.3427 | 22.8278 | 4.3042 | 4369504 | 23210800 | 39995520 | 1899194 | 266095600 | 9129055 | 67575824 | 333671424 | 324542369 | 58446769 | 86.49% | 18.01% | 212876480 | 86.41% | 86.41% | 86.41% | 18.01%
9000 | 15936 | 27460 | 70 | 1025037000 | 1025.037 | 0.20749 | 62704470 | 62.7045 | 79711210 | 79.7112 | 17.0171 | 5.5664 | 13108510 | 23210800 | 39995520 | 6864168 | 255871100 | 6709499 | 76314830 | 332185930 | 325476431 | 69605331 | 91.21% | 21.39% | 204696880 | 86.34% | 86.34% | 86.34% | 21.39%
14000 | 13000 | 22054 | 20 | 1025078000 | 1025.078 | 0.20554 | 63788520 | 63.7885 | 63409720 | 63.4097 | 19.9553 | 4.8788 | 20391020 | 18934520 | 32121680 | 2216284 | 263151700 | 9831257 | 71447220 | 334598920 | 324767663 | 61615963 | 86.24% | 18.97% | 210521360 | 86.82% | 86.82% | 86.82% | 18.97%
16000 | 6000 | 27460 | 20 | 1025107000 | 1025.107 | 0.20548 | 63712800 | 63.7128 | 64579800 | 64.5798 | 19.6745 | 4.9427 | 23304020 | 8739007 | 39995520 | 2278109 | 262707500 | 9942613 | 72038547 | 334746047 | 324803434 | 62095934 | 86.2% | 19.12% | 210166000 | 86.88% | 86.88% | 86.88% | 19.12%
7000 | 12000 | 27460 | 10 | 1025115000 | 1025.115 | 0.20545 | 64507740 | 64.5077 | 52603050 | 52.6031 | 22.9796 | 4.2852 | 10195510 | 17478010 | 39995520 | 1056458 | 266788800 | 9995224 | 67669040 | 334457840 | 324462616 | 57673816 | 85.23% | 17.78% | 213431040 | 86.64% | 86.64% | 86.64% | 17.78%
9000 | 15936 | 22054 | 10 | 1025170000 | 1025.17 | 0.20537 | 64360120 | 64.3601 | 54883620 | 54.8836 | 22.2231 | 4.4227 | 13108510 | 23210800 | 32121680 | 1095623 | 266209200 | 10145050 | 68440990 | 334650190 | 324505140 | 58295940 | 85.18% | 17.96% | 212967360 | 86.72% | 86.72% | 86.72% | 17.96%
9000 | 14000 | 27460 | 50 | 1025172000 | 1025.172 | 0.20686 | 63282330 | 63.2823 | 71134550 | 71.1346 | 18.4375 | 5.2079 | 13108510 | 20391020 | 39995520 | 4902790 | 259400200 | 7756167 | 73495050 | 332895250 | 325139083 | 65738883 | 89.45% | 20.22% | 207520160 | 86.43% | 86.43% | 86.43% | 20.22%
11000 | 12000 | 27460 | 45 | 1025237000 | 1025.237 | 0.20662 | 63313350 | 63.3133 | 70732050 | 70.7321 | 18.4832 | 5.2021 | 16021510 | 17478010 | 39995520 | 4500411 | 259762800 | 8159104 | 73495040 | 333257840 | 325098736 | 65335936 | 88.9% | 20.1% | 207810240 | 86.53% | 86.53% | 86.53% | 20.1%
13000 | 15936 | 22054 | 45 | 1025280000 | 1025.28 | 0.20654 | 63164890 | 63.1649 | 73012620 | 73.0126 | 18.0378 | 5.3172 | 18934520 | 23210800 | 32121680 | 4603775 | 259179800 | 8299024 | 74267000 | 333446800 | 325147776 | 65967976 | 88.83% | 20.29% | 207343840 | 86.61% | 86.61% | 86.61% | 20.29%
16077 | 15936 | 22054 | 70 | 1025296000 | 1025.296 | 0.20727 | 62283050 | 62.2831 | 86323520 | 86.3235 | 16.0042 | 5.8717 | 23416170 | 23210800 | 32121680 | 7285026 | 254033300 | 7141609 | 78748650 | 332781950 | 325640341 | 71607041 | 90.93% | 21.99% | 203226640 | 86.59% | 86.59% | 86.59% | 21.99%
13000 | 10000 | 27460 | 40 | 1025308000 | 1025.308 | 0.20638 | 63344720 | 63.3447 | 70329550 | 70.3295 | 18.5287 | 5.1965 | 18934520 | 14565010 | 39995520 | 4096411 | 260126900 | 8563664 | 73495050 | 333621950 | 325058286 | 64931386 | 88.35% | 19.98% | 208101520 | 86.63% | 86.63% | 86.63% | 19.98%
14000 | 13000 | 27460 | 80 | 1025389000 | 1025.389 | 0.20769 | 62162250 | 62.1623 | 88237300 | 88.2373 | 15.7747 | 5.9306 | 20391020 | 18934520 | 39995520 | 8128892 | 252936100 | 6503697 | 79321060 | 332257160 | 325753463 | 72817363 | 91.8% | 22.35% | 202348880 | 86.47% | 86.47% | 86.47% | 22.35%
14000 | 7000 | 27460 | 15 | 1025389000 | 1025.389 | 0.20543 | 63991430 | 63.9914 | 60661300 | 60.6613 | 20.5762 | 4.7477 | 20391020 | 10195510 | 39995520 | 1697693 | 264196300 | 10105880 | 70582050 | 334778350 | 324672470 | 60476170 | 85.68% | 18.63% | 211357040 | 86.84% | 86.84% | 86.84% | 18.63%
14000 | 14000 | 27460 | 90 | 1025392000 | 1025.392 | 0.20799 | 61875870 | 61.8759 | 92558300 | 92.5583 | 15.2576 | 6.0869 | 20391020 | 20391020 | 39995520 | 9135759 | 251181600 | 6032027 | 80777560 | 331959160 | 325927133 | 74745533 | 92.53% | 22.93% | 200945280 | 86.44% | 86.44% | 86.44% | 22.93%
14000 | 12000 | 27460 | 70 | 1025418000 | 1025.418 | 0.2074 | 62450850 | 62.4509 | 83916300 | 83.9163 | 16.3363 | 5.7681 | 20391020 | 17478010 | 39995520 | 7126852 | 254699800 | 6984128 | 77864550 | 332564350 | 325580222 | 70880422 | 91.03% | 21.77% | 203759840 | 86.5% | 86.5% | 86.5% | 21.77%
16077 | 14000 | 22054 | 50 | 1025437000 | 1025.437 | 0.20664 | 62861310 | 62.8613 | 77746860 | 77.7469 | 17.2096 | 5.5375 | 23416170 | 20391020 | 32121680 | 5247902 | 257564000 | 8197548 | 75928870 | 333492870 | 325295322 | 67731322 | 89.2% | 20.82% | 206051200 | 86.68% | 86.68% | 86.68% | 20.82%
9000 | 13000 | 27460 | 40 | 1025443000 | 1025.443 | 0.20657 | 63586950 | 63.587 | 66813550 | 66.8136 | 19.2555 | 5.0187 | 13108510 | 18934520 | 39995520 | 3916703 | 261230700 | 8301746 | 72038550 | 333269250 | 324967504 | 63736804 | 88.48% | 19.61% | 208984560 | 86.48% | 86.48% | 86.48% | 19.61%
16000 | 15936 | 22054 | 70 | 1025464000 | 1025.464 | 0.20732 | 62302620 | 62.3026 | 86196880 | 86.1969 | 16.0072 | 5.8706 | 23304020 | 23210800 | 32121680 | 7264753 | 254117700 | 7121564 | 78636500 | 332754200 | 325632636 | 71514936 | 90.94% | 21.96% | 203294160 | 86.58% | 86.58% | 86.58% | 21.96%
16077 | 10000 | 22054 |  | 1025475000 | 1025.475 | 0.20448 | 64229200 | 64.2292 | 57162860 | 57.1629 | 21.4168 | 4.5881 | 23416170 | 14565010 | 32121680 |  | 266050600 | 11674980 | 70102860 | 336153460 | 324478480 | 58427880 | 83.35% | 18.01% | 212840480 | 87.2% | 87.2% | 87.2% | 18.01%
16077 | 5000 | 27460 | 10 | 1025518000 | 1025.518 | 0.20515 | 64018250 | 64.0182 | 60385440 | 60.3854 | 20.5982 | 4.748 | 23416170 | 7282506 | 39995520 | 1234278 | 264538500 | 10601030 | 70694196 | 335232696 | 324631666 | 60093166 | 85% | 18.51% | 211630800 | 86.97% | 86.97% | 86.97% | 18.51%
14000 | 6000 | 27460 |  | 1025539000 | 1025.539 | 0.20465 | 64397430 | 64.3974 | 54690300 | 54.6903 | 22.1544 | 4.4443 | 20391020 | 8739007 | 39995520 |  | 266720300 | 11416150 | 69125547 | 335845847 | 324429697 | 57709397 | 83.48% | 17.79% | 213376240 | 87.08% | 87.08% | 87.08% | 17.79%
16000 | 14000 | 22054 | 50 | 1025605000 | 1025.605 | 0.20668 | 62880870 | 62.8809 | 77620220 | 77.6202 | 17.2149 | 5.5359 | 23304020 | 20391020 | 32121680 | 5230748 | 257648400 | 8177136 | 75816720 | 333465120 | 325287984 | 67639584 | 89.21% | 20.79% | 206118720 | 86.67% | 86.67% | 86.67% | 20.79%
16000 | 10000 | 22054 |  | 1025614000 | 1025.614 | 0.20453 | 64246820 | 64.2468 | 57036220 | 57.0362 | 21.4366 | 4.5841 | 23304020 | 14565010 | 32121680 |  | 266127000 | 11644760 | 69990710 | 336117710 | 324472950 | 58345950 | 83.36% | 17.98% | 212901600 | 87.19% | 87.19% | 87.19% | 17.98%
14000 | 12000 | 22054 | 10 | 1025622000 | 1025.622 | 0.20526 | 64111200 | 64.1112 | 59088720 | 59.0887 | 20.9331 | 4.6774 | 20391020 | 17478010 | 32121680 | 1186632 | 265057500 | 10456480 | 69990710 | 335048210 | 324591730 | 59534230 | 85.06% | 18.34% | 212046000 | 86.89% | 86.89% | 86.89% | 18.34%
16077 | 8000 | 27460 | 45 | 1025641000 | 1025.641 | 0.20652 | 63057160 | 63.0572 | 74998450 | 74.9985 | 17.6395 | 5.424 | 23416170 | 11652010 | 39995520 | 4715793 | 258579200 | 8444089 | 75063700 | 333642900 | 325198811 | 66619611 | 88.75% | 20.49% | 206863360 | 86.69% | 86.69% | 86.69% | 20.49%
13000 | 14000 | 22054 | 25 | 1025657000 | 1025.657 | 0.20592 | 63758850 | 63.7589 | 64435970 | 64.436 | 19.6796 | 4.936 | 18934520 | 20391020 | 32121680 | 2633272 | 262775900 | 9413690 | 71447220 | 334223120 | 324809430 | 62033530 | 86.82% | 19.1% | 210220720 | 86.72% | 86.72% | 86.72% | 19.1%
7000 | 14000 | 27460 | 35 | 1025662000 | 1025.662 | 0.20653 | 63861380 | 63.8614 | 62895050 | 62.895 | 20.1154 | 4.8275 | 10195510 | 20391020 | 39995520 | 3355640 | 262702100 | 8445631 | 70582050 | 333284150 | 324838519 | 62136419 | 88.03% | 19.13% | 210161680 | 86.43% | 86.43% | 86.43% | 19.13%
16000 | 5000 | 27460 | 10 | 1025679000 | 1025.679 | 0.2052 | 64037350 | 64.0374 | 60258800 | 60.2588 | 20.6127 | 4.7449 | 23304020 | 7282506 | 39995520 | 1226424 | 264621000 | 10577800 | 70582046 | 335203046 | 324625246 | 60004246 | 85.01% | 18.48% | 211696800 | 86.96% | 86.96% | 86.96% | 18.48%
16077 | 13000 | 22054 | 40 | 1025688000 | 1025.688 | 0.20635 | 63164580 | 63.1646 | 73425860 | 73.4259 | 17.8944 | 5.3613 | 23416170 | 18934520 | 32121680 | 4227918 | 259388900 | 8740887 | 74472370 | 333861270 | 325120383 | 65731483 | 88.26% | 20.22% | 207511120 | 86.73% | 86.73% | 86.73% | 20.22%
9000 | 12000 | 27460 | 30 | 1025733000 | 1025.733 | 0.20629 | 63892760 | 63.8928 | 62492550 | 62.4926 | 20.1735 | 4.8198 | 13108510 | 17478010 | 39995520 | 2951639 | 263066200 | 8850192 | 70582040 | 333648240 | 324798048 | 61731848 | 87.46% | 19.01% | 210452960 | 86.53% | 86.53% | 86.53% | 19.01%
14000 | 10000 | 27460 | 50 | 1025742000 | 1025.742 | 0.20681 | 63045520 | 63.0455 | 75274300 | 75.2743 | 17.6058 | 5.4268 | 20391020 | 14565010 | 39995520 | 5102914 | 258300200 | 8019813 | 74951550 | 333251750 | 325231937 | 66931737 | 89.3% | 20.58% | 206640160 | 86.58% | 86.58% | 86.58% | 20.58%
11000 | 15936 | 22054 | 30 | 1025760000 | 1025.76 | 0.2062 | 63743270 | 63.7433 | 64773130 | 64.7731 | 19.6217 | 4.9439 | 16021510 | 23210800 | 32121680 | 3031195 | 262478800 | 8988233 | 71353990 | 333832790 | 324844557 | 62365757 | 87.4% | 19.2% | 209983040 | 86.61% | 86.61% | 86.61% | 19.2%
5000 | 15936 | 27460 | 40 | 1025779000 | 1025.779 | 0.20681 | 63846760 | 63.8468 | 63232210 | 63.2322 | 20.0528 | 4.8362 | 7282506 | 23210800 | 39995520 | 3750576 | 262409000 | 8024410 | 70488826 | 332897826 | 324873416 | 62464416 | 88.62% | 19.23% | 209927200 | 86.32% | 86.32% | 86.32% | 19.23%
16000 | 8000 | 27460 | 45 | 1025810000 | 1025.81 | 0.20657 | 63076740 | 63.0767 | 74871800 | 74.8718 | 17.6457 | 5.4222 | 23304020 | 11652010 | 39995520 | 4699637 | 258663700 | 8423649 | 74951550 | 333615250 | 325191601 | 66527901 | 88.76% | 20.46% | 206930960 | 86.68% | 86.68% | 86.68% | 20.46%
11000 | 10000 | 27460 | 25 | 1025810000 | 1025.81 | 0.20605 | 63924590 | 63.9246 | 62090050 | 62.09 | 20.2314 | 4.8122 | 16021510 | 14565010 | 39995520 | 2545501 | 263432200 | 9256894 | 70582040 | 334014240 | 324757346 | 61325146 | 86.88% | 18.88% | 210745760 | 86.63% | 86.63% | 86.63% | 18.88%
16000 | 13000 | 22054 | 40 | 1025857000 | 1025.857 | 0.20639 | 63184180 | 63.1842 | 73299220 | 73.2992 | 17.9012 | 5.3594 | 23304020 | 18934520 | 32121680 | 4212509 | 259473500 | 8720500 | 74360220 | 333833720 | 325113220 | 65639720 | 88.27% | 20.19% | 207578800 | 86.72% | 86.72% | 86.72% | 20.19%
16077 | 7000 | 27460 | 35 | 1025900000 | 1025.9 | 0.20623 | 63360970 | 63.361 | 70677450 | 70.6774 | 18.3713 | 5.2424 | 23416170 | 10195510 | 39995520 | 3707115 | 260406300 | 8988541 | 73607200 | 334013500 | 325024959 | 64618659 | 87.79% | 19.88% | 208325040 | 86.74% | 86.74% | 86.74% | 19.88%
13000 | 8000 | 27460 | 20 | 1025913000 | 1025.913 | 0.20581 | 63958110 | 63.9581 | 61687550 | 61.6876 | 20.2869 | 4.8051 | 18934520 | 11652010 | 39995520 | 2131552 | 263805300 | 9671418 | 70582050 | 334387350 | 324715932 | 60910632 | 86.3% | 18.76% | 211044240 | 86.73% | 86.73% | 86.73% | 18.76%
16077 | 12000 | 22054 | 30 | 1025956000 | 1025.956 | 0.20606 | 63468980 | 63.469 | 69104860 | 69.1049 | 18.6542 | 5.1765 | 23416170 | 17478010 | 32121680 | 3225851 | 261218500 | 9287161 | 73015860 | 334234360 | 324947199 | 63728699 | 87.28% | 19.61% | 208974800 | 86.78% | 86.78% | 86.78% | 19.61%
7000 | 13000 | 27460 | 25 | 1025969000 | 1025.969 | 0.20624 | 64168330 | 64.1683 | 58574050 | 58.574 | 21.1455 | 4.6193 | 10195510 | 18934520 | 39995520 | 2416608 | 264542300 | 8996192 | 69125550 | 333667850 | 324671658 | 60129358 | 86.99% | 18.52% | 211633840 | 86.47% | 86.47% | 86.47% | 18.52%
3000 | 14000 | 27460 |  | 1026005000 | 1026.005 | 0.20537 | 65086600 | 65.0866 | 44766050 | 44.766 | 25.863 | 3.8338 | 4369504 | 20391020 | 39995520 |  | 269856500 | 10401350 | 64756044 | 334612544 | 324211194 | 54354694 | 83.94% | 16.77% | 215885200 | 86.56% | 86.56% | 86.56% | 16.77%
2000 | 15936 | 27460 | 15 | 1026014000 | 1026.014 | 0.20607 | 64736870 | 64.7369 | 50047960 | 50.048 | 23.8211 | 4.1377 | 2913002 | 23210800 | 39995520 | 1406574 | 267587000 | 9286158 | 66119322 | 333706322 | 324420164 | 56833164 | 85.96% | 17.52% | 214069600 | 86.37% | 86.37% | 86.37% | 17.52%
13000 | 13000 | 22054 | 15 | 1026047000 | 1026.047 | 0.20564 | 64071330 | 64.0713 | 60114970 | 60.115 | 20.6433 | 4.7333 | 18934520 | 18934520 | 32121680 | 1650766 | 264639200 | 9991702 | 69990720 | 334629920 | 324638218 | 59999018 | 85.72% | 18.48% | 211711360 | 86.77% | 86.77% | 86.77% | 18.48%
14000 | 14000 | 22054 | 35 | 1026053000 | 1026.053 | 0.20634 | 63457120 | 63.4571 | 69380720 | 69.3807 | 18.6161 | 5.1801 | 20391020 | 20391020 | 32121680 | 3616628 | 260938600 | 8861639 | 72903720 | 333842320 | 324980681 | 64042081 | 87.84% | 19.71% | 208750880 | 86.67% | 86.67% | 86.67% | 19.71%
11000 | 8000 | 27460 |  | 1026066000 | 1026.066 | 0.20498 | 64624230 | 64.6242 | 51798050 | 51.7981 | 23.0422 | 4.2821 | 16021510 | 11652010 | 39995520 |  | 267740900 | 11053150 | 67669040 | 335409940 | 324356790 | 56615890 | 83.67% | 17.45% | 214192720 | 86.9% | 86.9% | 86.9% | 17.45%
16000 | 7000 | 27460 | 35 | 1026070000 | 1026.07 | 0.20628 | 63380600 | 63.3806 | 70550800 | 70.5508 | 18.3791 | 5.2403 | 23304020 | 10195510 | 39995520 | 3692411 | 260491000 | 8968225 | 73495050 | 333986050 | 325017825 | 64526825 | 87.8% | 19.85% | 208392800 | 86.73% | 86.73% | 86.73% | 19.85%
13000 | 12000 | 22054 |  | 1026083000 | 1026.083 | 0.20486 | 64469730 | 64.4697 | 54143970 | 54.144 | 22.2584 | 4.4247 | 18934520 | 17478010 | 32121680 |  | 267131500 | 11265600 | 68534210 | 335665710 | 324400110 | 57268610 | 83.56% | 17.65% | 213705200 | 87% | 87% | 87% | 17.65%
16000 | 12000 | 22054 | 30 | 1026126000 | 1026.126 | 0.2061 | 63488620 | 63.4886 | 68978220 | 68.9782 | 18.6627 | 5.1744 | 23304020 | 17478010 | 32121680 | 3212047 | 261303300 | 9266782 | 72903710 | 334207010 | 324940228 | 63636928 | 87.29% | 19.58% | 209042640 | 86.77% | 86.77% | 86.77% | 19.58%
16077 | 6000 | 27460 | 25 | 1026195000 | 1026.195 | 0.20595 | 63667120 | 63.6671 | 66356440 | 66.3564 | 19.1846 | 5.0521 | 23416170 | 8739007 | 39995520 | 2711847 | 262243200 | 9541468 | 72150697 | 334393897 | 324852429 | 62609229 | 86.78% | 19.27% | 209794560 | 86.79% | 86.79% | 86.79% | 19.27%
5000 | 14000 | 27460 | 20 | 1026226000 | 1026.226 | 0.2062 | 64445290 | 64.4453 | 54655550 | 54.6555 | 22.2444 | 4.4101 | 7282506 | 20391020 | 39995520 | 1904855 | 266024200 | 9145650 | 67669046 | 333693246 | 324547596 | 58523396 | 86.48% | 18.03% | 212819360 | 86.42% | 86.42% | 86.42% | 18.03%
11000 | 14000 | 27460 | 70 | 1026235000 | 1026.235 | 0.20772 | 62696860 | 62.6969 | 81024050 | 81.0241 | 16.6993 | 5.6582 | 16021510 | 20391020 | 39995520 | 6879481 | 255800600 | 6725945 | 76408050 | 332208650 | 325482705 | 69682105 | 91.2% | 21.41% | 204640480 | 86.35% | 86.35% | 86.35% | 21.41%
14000 | 8000 | 27460 | 30 | 1026276000 | 1026.276 | 0.20623 | 63654200 | 63.6542 | 66632300 | 66.6323 | 19.1456 | 5.0558 | 20391020 | 11652010 | 39995520 | 3108702 | 261958900 | 9110867 | 72038550 | 333997450 | 324886583 | 62927683 | 87.35% | 19.37% | 209567120 | 86.68% | 86.68% | 86.68% | 19.37%
3000 | 15936 | 27460 | 25 | 1026329000 | 1026.329 | 0.20649 | 64429760 | 64.4298 | 54992700 | 54.9927 | 22.1661 | 4.4205 | 4369504 | 23210800 | 39995520 | 2307797 | 265727300 | 8719886 | 67575824 | 333303124 | 324583238 | 58855938 | 87.1% | 18.13% | 212581840 | 86.31% | 86.31% | 86.31% | 18.13%
7000 | 12000 | 27460 | 15 | 1026338000 | 1026.338 | 0.20596 | 64479460 | 64.4795 | 54253050 | 54.2531 | 22.3167 | 4.4009 | 10195510 | 17478010 | 39995520 | 1487911 | 266399900 | 9563172 | 67669040 | 334068940 | 324505768 | 58105868 | 85.87% | 17.91% | 213119920 | 86.53% | 86.53% | 86.53% | 17.91%
11000 | 13000 | 27460 | 60 | 1026349000 | 1026.349 | 0.20743 | 62991020 | 62.991 | 76703050 | 76.7031 | 17.3478 | 5.485 | 16021510 | 18934520 | 39995520 | 5893698 | 257587500 | 7227931 | 74951550 | 332539050 | 325311119 | 67723619 | 90.36% | 20.82% | 206070000 | 86.39% | 86.39% | 86.39% | 20.82%
14000 | 13000 | 22054 | 25 | 1026349000 | 1026.349 | 0.20606 | 63763360 | 63.7634 | 65059720 | 65.0597 | 19.4594 | 4.987 | 20391020 | 18934520 | 32121680 | 2633272 | 262775900 | 9413690 | 71447220 | 334223120 | 324809430 | 62033530 | 86.82% | 19.1% | 210220720 | 86.72% | 86.72% | 86.72% | 19.1%
9000 | 15936 | 22054 | 15 | 1026362000 | 1026.362 | 0.20588 | 64329740 | 64.3297 | 56533620 | 56.5336 | 21.6095 | 4.5359 | 13108510 | 23210800 | 32121680 | 1536756 | 265811600 | 9703302 | 68440990 | 334252590 | 324549288 | 58737688 | 85.82% | 18.1% | 212649280 | 86.61% | 86.61% | 86.61% | 18.1%
16000 | 6000 | 27460 | 25 | 1026365000 | 1026.365 | 0.20599 | 63686790 | 63.6868 | 66229800 | 66.2298 | 19.1944 | 5.0497 | 23304020 | 8739007 | 39995520 | 2699077 | 262328100 | 9521062 | 72038547 | 334366647 | 324845585 | 62517485 | 86.78% | 19.25% | 209862480 | 86.78% | 86.78% | 86.78% | 19.25%
11000 | 14000 | 22054 | 10 | 1026370000 | 1026.37 | 0.2056 | 64352680 | 64.3527 | 56196470 | 56.1965 | 21.6693 | 4.5287 | 16021510 | 20391020 | 32121680 | 1100792 | 266139400 | 10163280 | 68534210 | 334673610 | 324510330 | 58370930 | 85.17% | 17.99% | 212911520 | 86.73% | 86.73% | 86.73% | 17.99%
11000 | 15936 | 27460 | 90 | 1026398000 | 1026.398 | 0.20837 | 62138750 | 62.1388 | 89600700 | 89.6007 | 15.548 | 5.9889 | 16021510 | 23210800 | 39995520 | 8835658 | 252353800 | 5762105 | 79227830 | 331581630 | 325819525 | 73465725 | 92.73% | 22.55% | 201883040 | 86.28% | 86.28% | 86.28% | 22.55%
13000 | 7000 | 27460 | 10 | 1026411000 | 1026.411 | 0.20553 | 64277780 | 64.2778 | 57366550 | 57.3665 | 21.3211 | 4.5979 | 18934520 | 10195510 | 39995520 | 1133677 | 265698500 | 10280900 | 69125550 | 334824050 | 324543150 | 58844650 | 85.13% | 18.13% | 212558800 | 86.79% | 86.79% | 86.79% | 18.13%
9000 | 10000 | 27460 | 10 | 1026498000 | 1026.498 | 0.20573 | 64516770 | 64.5168 | 53850550 | 53.8505 | 22.3838 | 4.3927 | 13108510 | 14565010 | 39995520 | 1056458 | 266788800 | 9995224 | 67669040 | 334457840 | 324462616 | 57673816 | 85.23% | 17.78% | 213431040 | 86.64% | 86.64% | 86.64% | 17.78%
11000 | 12000 | 27460 | 50 | 1026556000 | 1026.556 | 0.20714 | 63291350 | 63.2914 | 72382050 | 72.3821 | 18.0563 | 5.3056 | 16021510 | 17478010 | 39995520 | 4902790 | 259400200 | 7756167 | 73495040 | 332895240 | 325139073 | 65738873 | 89.45% | 20.22% | 207520160 | 86.43% | 86.43% | 86.43% | 20.22%
13000 | 15936 | 22054 | 50 | 1026596000 | 1026.596 | 0.20706 | 63142790 | 63.1428 | 74662620 | 74.6626 | 17.6319 | 5.4192 | 18934520 | 23210800 | 32121680 | 5006629 | 258816700 | 7895610 | 74267000 | 333083700 | 325188090 | 66371390 | 89.37% | 20.41% | 207053360 | 86.51% | 86.51% | 86.51% | 20.41%
14000 | 7000 | 27460 | 20 | 1026605000 | 1026.605 | 0.20595 | 63962620 | 63.9626 | 62311300 | 62.3113 | 20.0522 | 4.8569 | 20391020 | 10195510 | 39995520 | 2131552 | 263805300 | 9671418 | 70582050 | 334387350 | 324715932 | 60910632 | 86.3% | 18.76% | 211044240 | 86.73% | 86.73% | 86.73% | 18.76%
16077 | 12000 | 27460 | 90 | 1026607000 | 1026.607 | 0.20823 | 61865280 | 61.8653 | 93932450 | 93.9325 | 14.9937 | 6.1763 | 23416170 | 17478010 | 39995520 | 9157987 | 251096900 | 6051686 | 80889700 | 331986600 | 325934914 | 74838014 | 92.52% | 22.96% | 200877520 | 86.45% | 86.45% | 86.45% | 22.96%
16077 | 5000 | 27460 | 15 | 1026607000 | 1026.607 | 0.20567 | 63981080 | 63.9811 | 62035440 | 62.0354 | 20.0865 | 4.8545 | 23416170 | 7282506 | 39995520 | 1706790 | 264112700 | 10127860 | 70694196 | 334806896 | 324679036 | 60566336 | 85.67% | 18.65% | 211290160 | 86.85% | 86.85% | 86.85% | 18.65%
13000 | 10000 | 27460 | 45 | 1026621000 | 1026.621 | 0.2069 | 63322370 | 63.3224 | 71979550 | 71.9796 | 18.0998 | 5.3003 | 18934520 | 14565010 | 39995520 | 4500411 | 259762800 | 8159104 | 73495050 | 333257850 | 325098746 | 65335946 | 88.9% | 20.1% | 207810240 | 86.53% | 86.53% | 86.53% | 20.1%
16077 | 10000 | 27460 | 70 | 1026633000 | 1026.633 | 0.20763 | 62440260 | 62.4403 | 85290450 | 85.2905 | 16.0329 | 5.8616 | 23416170 | 14565010 | 39995520 | 7146495 | 254615200 | 7004046 | 77976700 | 332591900 | 325587854 | 70972654 | 91.02% | 21.8% | 203692160 | 86.51% | 86.51% | 86.51% | 21.8%
5000 | 13000 | 27460 | 10 | 1026642000 | 1026.642 | 0.20592 | 64759550 | 64.7596 | 50334550 | 50.3346 | 23.5804 | 4.1815 | 7282506 | 18934520 | 39995520 | 989703.2 | 267894900 | 9724313 | 66212546 | 334107446 | 324383133 | 56488233 | 85.31% | 17.41% | 214315920 | 86.48% | 86.48% | 86.48% | 17.41%
7000 | 15936 | 27460 | 60 | 1026669000 | 1026.669 | 0.20767 | 63249800 | 63.2498 | 73121700 | 73.1217 | 17.9584 | 5.3191 | 10195510 | 23210800 | 39995520 | 5677496 | 258761500 | 6951327 | 73401830 | 332163330 | 325212003 | 66450503 | 90.53% | 20.43% | 207009200 | 86.22% | 86.22% | 86.22% | 20.43%
16077 | 13000 | 27460 | 100 | 1026683000 | 1026.683 | 0.20853 | 61583740 | 61.5837 | 98253450 | 98.2535 | 14.5289 | 6.3261 | 23416170 | 18934520 | 39995520 | 10160020 | 249362500 | 5600669 | 82346210 | 331708710 | 326108041 | 76745541 | 93.2% | 23.53% | 199490000 | 86.42% | 86.42% | 86.42% | 23.53%
14000 | 12000 | 22054 | 15 | 1026739000 | 1026.739 | 0.20578 | 64075840 | 64.0758 | 60738720 | 60.7387 | 20.3998 | 4.7856 | 20391020 | 17478010 | 32121680 | 1650766 | 264639200 | 9991702 | 69990710 | 334629910 | 324638208 | 59999008 | 85.72% | 18.48% | 211711360 | 86.77% | 86.77% | 86.77% | 18.48%
9000 | 13000 | 27460 | 45 | 1026756000 | 1026.756 | 0.20709 | 63564600 | 63.5646 | 68463550 | 68.4635 | 18.7905 | 5.1248 | 13108510 | 18934520 | 39995520 | 4320703 | 260866600 | 7897185 | 72038550 | 332905150 | 325007965 | 64141365 | 89.04% | 19.74% | 208693280 | 86.38% | 86.38% | 86.38% | 19.74%
16000 | 5000 | 27460 | 15 | 1026773000 | 1026.773 | 0.20571 | 64000450 | 64.0005 | 61908800 | 61.9088 | 20.0992 | 4.8516 | 23304020 | 7282506 | 39995520 | 1697693 | 264196300 | 10105880 | 70582046 | 334778346 | 324672466 | 60476166 | 85.68% | 18.63% | 211357040 | 86.84% | 86.84% | 86.84% | 18.63%
16000 | 12000 | 27460 | 90 | 1026776000 | 1026.776 | 0.20828 | 61884900 | 61.8849 | 93805800 | 93.8058 | 14.9952 | 6.1757 | 23304020 | 17478010 | 39995520 | 9135759 | 251181600 | 6032027 | 80777550 | 331959150 | 325927123 | 74745523 | 92.53% | 22.93% | 200945280 | 86.44% | 86.44% | 86.44% | 22.93%
16077 | 4000 | 27460 |  | 1026779000 | 1026.779 | 0.20488 | 64388570 | 64.3886 | 56064440 | 56.0644 | 21.5788 | 4.5557 | 23416170 | 5826005 | 39995520 |  | 266642800 | 11445220 | 69237695 | 335880495 | 324435275 | 57792475 | 83.47% | 17.81% | 213314240 | 87.09% | 87.09% | 87.09% | 17.81%
16000 | 10000 | 27460 | 70 | 1026802000 | 1026.802 | 0.20768 | 62459870 | 62.4599 | 85163800 | 85.1638 | 16.036 | 5.8605 | 23304020 | 14565010 | 39995520 | 7126852 | 254699800 | 6984128 | 77864550 | 332564350 | 325580222 | 70880422 | 91.03% | 21.77% | 203759840 | 86.5% | 86.5% | 86.5% | 21.77%
16077 | 10000 | 22054 | 10 | 1026843000 | 1026.843 | 0.20549 | 64101040 | 64.101 | 60462860 | 60.4629 | 20.4241 | 4.7854 | 23416170 | 14565010 | 32121680 | 1193880 | 264974600 | 10479440 | 70102860 | 335077460 | 324598020 | 59623420 | 85.05% | 18.37% | 211979680 | 86.9% | 86.9% | 86.9% | 18.37%
16000 | 13000 | 27460 | 100 | 1026854000 | 1026.854 | 0.20858 | 61603440 | 61.6034 | 98126800 | 98.1268 | 14.5296 | 6.3257 | 23304020 | 18934520 | 39995520 | 10136310 | 249447600 | 5581513 | 82234060 | 331681660 | 326100147 | 76652547 | 93.21% | 23.51% | 199558080 | 86.41% | 86.41% | 86.41% | 23.51%
16000 | 4000 | 27460 |  | 1026922000 | 1026.922 | 0.20493 | 64406460 | 64.4065 | 55937800 | 55.9378 | 21.5988 | 4.5518 | 23304020 | 5826005 | 39995520 |  | 266720300 | 11416150 | 69125545 | 335845845 | 324429695 | 57709395 | 83.48% | 17.79% | 213376240 | 87.08% | 87.08% | 87.08% | 17.79%
16077 | 8000 | 27460 | 50 | 1026957000 | 1026.957 | 0.20704 | 63034960 | 63.035 | 76648450 | 76.6484 | 17.251 | 5.525 | 23416170 | 11652010 | 39995520 | 5119139 | 258215700 | 8040184 | 75063700 | 333279400 | 325239216 | 67023516 | 89.29% | 20.61% | 206572560 | 86.59% | 86.59% | 86.59% | 20.61%
13000 | 14000 | 22054 | 30 | 1026957000 | 1026.957 | 0.20644 | 63735590 | 63.7356 | 66085970 | 66.086 | 19.1932 | 5.0442 | 18934520 | 20391020 | 32121680 | 3041471 | 262408000 | 9004925 | 71447220 | 333855220 | 324850295 | 62442295 | 87.4% | 19.22% | 209926400 | 86.62% | 86.62% | 86.62% | 19.22%
| 15936 | 27460 |  | 1026966000 | 1026.966 | 0.20576 | 65346550 | 65.3465 | 41808460 | 41.8085 | 27.1614 | 3.6564 |  | 23210800 | 39995520 |  | 271016500 | 10089170 | 63206320 | 334222820 | 324133650 | 53117150 | 84.04% | 16.39% | 216813200 | 86.39% | 86.39% | 86.39% | 16.39%
7000 | 14000 | 27460 | 40 | 1026975000 | 1026.975 | 0.20704 | 63839040 | 63.839 | 64545050 | 64.5451 | 19.605 | 4.9367 | 10195510 | 20391020 | 39995520 | 3759640 | 262338000 | 8041070 | 70582050 | 332920050 | 324878980 | 62540980 | 88.61% | 19.25% | 209870400 | 86.33% | 86.33% | 86.33% | 19.25%
16077 | 13000 | 22054 | 45 | 1027001000 | 1027.001 | 0.20686 | 63142230 | 63.1422 | 75075860 | 75.0759 | 17.4943 | 5.4634 | 23416170 | 18934520 | 32121680 | 4631918 | 259024800 | 8336326 | 74472370 | 333497170 | 325160844 | 66136044 | 88.81% | 20.34% | 207219840 | 86.63% | 86.63% | 86.63% | 20.34%
16000 | 10000 | 22054 | 10 | 1027006000 | 1027.006 | 0.20554 | 64120220 | 64.1202 | 60336220 | 60.3362 | 20.4381 | 4.7824 | 23304020 | 14565010 | 32121680 | 1186632 | 265057500 | 10456480 | 69990710 | 335048210 | 324591730 | 59534230 | 85.06% | 18.34% | 212046000 | 86.89% | 86.89% | 86.89% | 18.34%
9000 | 12000 | 27460 | 35 | 1027046000 | 1027.046 | 0.2068 | 63870410 | 63.8704 | 64142550 | 64.1425 | 19.6596 | 4.9295 | 13108510 | 17478010 | 39995520 | 3355640 | 262702100 | 8445631 | 70582040 | 333284140 | 324838509 | 62136409 | 88.03% | 19.13% | 210161680 | 86.43% | 86.43% | 86.43% | 19.13%
11000 | 15936 | 22054 | 35 | 1027073000 | 1027.073 | 0.20672 | 63720920 | 63.7209 | 66423130 | 66.4231 | 19.1366 | 5.0521 | 16021510 | 23210800 | 32121680 | 3435195 | 262114700 | 8583672 | 71353990 | 333468690 | 324885018 | 62770318 | 87.97% | 19.32% | 209691760 | 86.51% | 86.51% | 86.51% | 19.32%
14000 | 15936 | 22054 | 60 | 1027083000 | 1027.083 | 0.20749 | 62847050 | 62.8471 | 79607380 | 79.6074 | 16.7997 | 5.6416 | 20391020 | 23210800 | 32121680 | 6009134 | 257004400 | 7366574 | 75723500 | 332727900 | 325361326 | 68356926 | 90.27% | 21.01% | 205603520 | 86.47% | 86.47% | 86.47% | 21.01%
5000 | 15936 | 27460 | 45 | 1027092000 | 1027.092 | 0.20733 | 63824410 | 63.8244 | 64882210 | 64.8822 | 19.5456 | 4.9449 | 7282506 | 23210800 | 39995520 | 4154576 | 262044900 | 7619849 | 70488826 | 332533726 | 324913877 | 62868977 | 89.19% | 19.35% | 209635920 | 86.22% | 86.22% | 86.22% | 19.35%
14000 | 6000 | 27460 | 10 | 1027103000 | 1027.103 | 0.20567 | 64282290 | 64.2823 | 57990300 | 57.9903 | 21.0602 | 4.651 | 20391020 | 8739007 | 39995520 | 1133677 | 265698500 | 10280900 | 69125547 | 334824047 | 324543147 | 58844647 | 85.13% | 18.13% | 212558800 | 86.79% | 86.79% | 86.79% | 18.13%
11000 | 10000 | 27460 | 30 | 1027116000 | 1027.116 | 0.20656 | 63901780 | 63.9018 | 63740050 | 63.74 | 19.7146 | 4.9223 | 16021510 | 14565010 | 39995520 | 2951639 | 263066200 | 8850192 | 70582040 | 333648240 | 324798048 | 61731848 | 87.46% | 19.01% | 210452960 | 86.53% | 86.53% | 86.53% | 19.01%
16000 | 8000 | 27460 | 50 | 1027125000 | 1027.125 | 0.20709 | 63054540 | 63.0545 | 76521800 | 76.5218 | 17.2565 | 5.5233 | 23304020 | 11652010 | 39995520 | 5102914 | 258300200 | 8019813 | 74951550 | 333251750 | 325231937 | 66931737 | 89.3% | 20.58% | 206640160 | 86.58% | 86.58% | 86.58% | 20.58%
16000 | 13000 | 22054 | 45 | 1027170000 | 1027.17 | 0.20691 | 63161830 | 63.1618 | 74949220 | 74.9492 | 17.5003 | 5.4617 | 23304020 | 18934520 | 32121680 | 4616509 | 259109400 | 8315940 | 74360220 | 333469620 | 325153680 | 66044280 | 88.82% | 20.31% | 207287520 | 86.62% | 86.62% | 86.62% | 20.31%
13000 | 8000 | 27460 | 25 | 1027194000 | 1027.194 | 0.20633 | 63933610 | 63.9336 | 63337550 | 63.3376 | 19.7694 | 4.9152 | 18934520 | 11652010 | 39995520 | 2545501 | 263432200 | 9256894 | 70582050 | 334014250 | 324757356 | 61325156 | 86.88% | 18.88% | 210745760 | 86.63% | 86.63% | 86.63% | 18.88%
16077 | 7000 | 27460 | 40 | 1027214000 | 1027.214 | 0.20675 | 63338620 | 63.3386 | 72327450 | 72.3274 | 17.9479 | 5.3465 | 23416170 | 10195510 | 39995520 | 4111115 | 260042200 | 8583980 | 73607200 | 333649400 | 325065420 | 65023220 | 88.34% | 20% | 208033760 | 86.64% | 86.64% | 86.64% | 20%
16077 | 12000 | 22054 | 35 | 1027267000 | 1027.267 | 0.20657 | 63446450 | 63.4464 | 70754860 | 70.7549 | 18.2172 | 5.2818 | 23416170 | 17478010 | 32121680 | 3630656 | 260853700 | 8881795 | 73015860 | 333869560 | 324987765 | 64134065 | 87.84% | 19.73% | 208682960 | 86.68% | 86.68% | 86.68% | 19.73%
7000 | 13000 | 27460 | 30 | 1027277000 | 1027.277 | 0.20676 | 64145650 | 64.1457 | 60224050 | 60.224 | 20.5778 | 4.7321 | 10195510 | 18934520 | 39995520 | 2822124 | 264176800 | 8590113 | 69125550 | 333302350 | 324712237 | 60535437 | 87.57% | 18.64% | 211341440 | 86.37% | 86.37% | 86.37% | 18.64%
13000 | 13000 | 22054 | 20 | 1027284000 | 1027.284 | 0.20615 | 64043920 | 64.0439 | 61764970 | 61.765 | 20.1107 | 4.8437 | 18934520 | 18934520 | 32121680 | 2078156 | 264254000 | 9563719 | 69990720 | 334244720 | 324681001 | 60427001 | 86.34% | 18.61% | 211403200 | 86.67% | 86.67% | 86.67% | 18.61%
2000 | 15936 | 27460 | 20 | 1027293000 | 1027.293 | 0.20659 | 64712280 | 64.7123 | 51697960 | 51.698 | 23.094 | 4.2571 | 2913002 | 23210800 | 39995520 | 1820954 | 267213600 | 8871202 | 66119322 | 333332922 | 324461720 | 57248120 | 86.58% | 17.64% | 213770880 | 86.26% | 86.26% | 86.26% | 17.64%
11000 | 13000 | 22054 |  | 1027340000 | 1027.34 | 0.20532 | 64703600 | 64.7036 | 51875470 | 51.8755 | 22.8459 | 4.317 | 16021510 | 18934520 | 32121680 |  | 268162800 | 10913270 | 67077710 | 335240510 | 324327240 | 56164440 | 83.73% | 17.32% | 214530240 | 86.83% | 86.83% | 86.83% | 17.32%
14000 | 14000 | 22054 | 40 | 1027366000 | 1027.366 | 0.20686 | 63434780 | 63.4348 | 71030720 | 71.0307 | 18.1805 | 5.2851 | 20391020 | 20391020 | 32121680 | 4020629 | 260574500 | 8457078 | 72903720 | 333478220 | 325021142 | 64446642 | 88.4% | 19.83% | 208459600 | 86.57% | 86.57% | 86.57% | 19.83%
16000 | 7000 | 27460 | 40 | 1027383000 | 1027.383 | 0.2068 | 63358260 | 63.3583 | 72200800 | 72.2008 | 17.9549 | 5.3446 | 23304020 | 10195510 | 39995520 | 4096411 | 260126900 | 8563664 | 73495050 | 333621950 | 325058286 | 64931386 | 88.35% | 19.98% | 208101520 | 86.63% | 86.63% | 86.63% | 19.98%
5000 | 12000 | 27460 |  | 1027388000 | 1027.388 | 0.20565 | 65095630 | 65.0956 | 46013550 | 46.0136 | 25.0983 | 3.9463 | 7282506 | 17478010 | 39995520 |  | 269856500 | 10401350 | 64756036 | 334612536 | 324211186 | 54354686 | 83.94% | 16.77% | 215885200 | 86.56% | 86.56% | 86.56% | 16.77%
16000 | 12000 | 22054 | 35 | 1027437000 | 1027.437 | 0.20662 | 63466140 | 63.4661 | 70628220 | 70.6282 | 18.2246 | 5.2798 | 23304020 | 17478010 | 32121680 | 3616628 | 260938600 | 8861639 | 72903710 | 333842310 | 324980671 | 64042071 | 87.84% | 19.71% | 208750880 | 86.67% | 86.67% | 86.67% | 19.71%
13000 | 6000 | 27460 |  | 1027449000 | 1027.449 | 0.20526 | 64633250 | 64.6333 | 53045550 | 53.0455 | 22.438 | 4.3912 | 18934520 | 8739007 | 39995520 |  | 267740900 | 11053150 | 67669047 | 335409947 | 324356797 | 56615897 | 83.67% | 17.45% | 214192720 | 86.9% | 86.9% | 86.9% | 17.45%
7000 | 15936 | 22054 |  | 1027480000 | 1027.48 | 0.20557 | 64950420 | 64.9504 | 48294130 | 48.2941 | 24.144 | 4.0957 | 10195510 | 23210800 | 32121680 |  | 269286900 | 10565170 | 65527990 | 334814890 | 324249720 | 54962820 | 83.88% | 16.95% | 215429520 | 86.65% | 86.65% | 86.65% | 16.95%
16077 | 6000 | 27460 | 30 | 1027489000 | 1027.489 | 0.20646 | 63643500 | 63.6435 | 68006450 | 68.0065 | 18.7221 | 5.1591 | 23416170 | 8739007 | 39995520 | 3121743 | 261873800 | 9131003 | 72150697 | 334024497 | 324893494 | 63019694 | 87.34% | 19.4% | 209499040 | 86.69% | 86.69% | 86.69% | 19.4%
5000 | 14000 | 27460 | 25 | 1027524000 | 1027.524 | 0.20672 | 64421940 | 64.4219 | 56305550 | 56.3055 | 21.6126 | 4.5261 | 7282506 | 20391020 | 39995520 | 2313488 | 265655900 | 8736449 | 67669046 | 333324946 | 324588497 | 58932597 | 87.09% | 18.16% | 212524720 | 86.32% | 86.32% | 86.32% | 18.16%
11000 | 14000 | 22054 | 15 | 1027559000 | 1027.559 | 0.20611 | 64322040 | 64.322 | 57846470 | 57.8465 | 21.0833 | 4.6413 | 16021510 | 20391020 | 32121680 | 1543117 | 265740700 | 9720341 | 68534210 | 334274910 | 324554569 | 58813869 | 85.82% | 18.12% | 212592560 | 86.62% | 86.62% | 86.62% | 18.12%
13000 | 7000 | 27460 | 15 | 1027570000 | 1027.57 | 0.20604 | 64245200 | 64.2452 | 59016550 | 59.0166 | 20.7583 | 4.7088 | 18934520 | 10195510 | 39995520 | 1584995 | 265291800 | 9828959 | 69125550 | 334417350 | 324588391 | 59296591 | 85.78% | 18.27% | 212233440 | 86.68% | 86.68% | 86.68% | 18.27%
14000 | 8000 | 27460 | 35 | 1027589000 | 1027.589 | 0.20675 | 63631850 | 63.6319 | 68282300 | 68.2823 | 18.683 | 5.1629 | 20391020 | 11652010 | 39995520 | 3512703 | 261594800 | 8706306 | 72038550 | 333633350 | 324927044 | 63332244 | 87.91% | 19.49% | 209275840 | 86.58% | 86.58% | 86.58% | 19.49%
13000 | 13000 | 27460 | 80 | 1027592000 | 1027.592 | 0.2083 | 62417470 | 62.4175 | 86592550 | 86.5926 | 15.8091 | 5.9176 | 18934520 | 18934520 | 39995520 | 7861654 | 254037600 | 6248307 | 77864560 | 331902160 | 325653853 | 71616253 | 91.98% | 21.99% | 203230080 | 86.32% | 86.32% | 86.32% | 21.99%
13000 | 14000 | 27460 | 90 | 1027596000 | 1027.596 | 0.2086 | 62131130 | 62.1311 | 90913550 | 90.9136 | 15.2809 | 6.0768 | 18934520 | 20391020 | 39995520 | 8853272 | 252283200 | 5778311 | 79321060 | 331604260 | 325825949 | 73542749 | 92.72% | 22.57% | 201826560 | 86.29% | 86.29% | 86.29% | 22.57%
7000 | 12000 | 27460 | 20 | 1027609000 | 1027.609 | 0.20648 | 64454310 | 64.4543 | 55903050 | 55.9031 | 21.683 | 4.5168 | 10195510 | 17478010 | 39995520 | 1904855 | 266024200 | 9145650 | 67669040 | 333693240 | 324547590 | 58523390 | 86.48% | 18.03% | 212819360 | 86.42% | 86.42% | 86.42% | 18.03%
13000 | 12000 | 27460 | 70 | 1027618000 | 1027.618 | 0.208 | 62705880 | 62.7059 | 82271550 | 82.2716 | 16.3838 | 5.7519 | 18934520 | 17478010 | 39995520 | 6879481 | 255800600 | 6725945 | 76408050 | 332208650 | 325482705 | 69682105 | 91.2% | 21.41% | 204640480 | 86.35% | 86.35% | 86.35% | 21.41%
9000 | 15936 | 22054 | 20 | 1027625000 | 1027.625 | 0.2064 | 64304070 | 64.3041 | 58183620 | 58.1836 | 21.0182 | 4.6498 | 13108510 | 23210800 | 32121680 | 1956108 | 265433700 | 9283368 | 68440990 | 333874690 | 324591322 | 59157622 | 86.44% | 18.23% | 212346960 | 86.51% | 86.51% | 86.51% | 18.23%
3000 | 15936 | 27460 | 30 | 1027639000 | 1027.639 | 0.20701 | 64407230 | 64.4072 | 56642700 | 56.6427 | 21.5374 | 4.5362 | 4369504 | 23210800 | 39995520 | 2712650 | 265362400 | 8314471 | 67575824 | 332938224 | 324623753 | 59261353 | 87.7% | 18.26% | 212289920 | 86.21% | 86.21% | 86.21% | 18.26%
14000 | 13000 | 22054 | 30 | 1027649000 | 1027.649 | 0.20657 | 63740100 | 63.7401 | 66709720 | 66.7097 | 18.9819 | 5.0951 | 20391020 | 18934520 | 32121680 | 3041471 | 262408000 | 9004925 | 71447220 | 333855220 | 324850295 | 62442295 | 87.4% | 19.22% | 209926400 | 86.62% | 86.62% | 86.62% | 19.22%
16000 | 6000 | 27460 | 30 | 1027660000 | 1027.66 | 0.20651 | 63663220 | 63.6632 | 67879800 | 67.8798 | 18.7307 | 5.1569 | 23304020 | 8739007 | 39995520 | 3108702 | 261958900 | 9110867 | 72038547 | 333997447 | 324886580 | 62927680 | 87.35% | 19.37% | 209567120 | 86.68% | 86.68% | 86.68% | 19.37%
9000 | 10000 | 27460 | 15 | 1027722000 | 1027.722 | 0.20624 | 64488480 | 64.4885 | 55500550 | 55.5005 | 21.7508 | 4.5082 | 13108510 | 14565010 | 39995520 | 1487911 | 266399900 | 9563172 | 67669040 | 334068940 | 324505768 | 58105868 | 85.87% | 17.91% | 213119920 | 86.53% | 86.53% | 86.53% | 17.91%
13000 | 12000 | 22054 | 10 | 1027754000 | 1027.754 | 0.20587 | 64361710 | 64.3617 | 57443970 | 57.444 | 21.1356 | 4.6354 | 18934520 | 17478010 | 32121680 | 1100792 | 266139400 | 10163280 | 68534210 | 334673610 | 324510330 | 58370930 | 85.17% | 17.99% | 212911520 | 86.73% | 86.73% | 86.73% | 17.99%
16077 | 5000 | 27460 | 20 | 1027818000 | 1027.818 | 0.20618 | 63951960 | 63.952 | 63685440 | 63.6854 | 19.5846 | 4.9631 | 23416170 | 7282506 | 39995520 | 2142081 | 263720400 | 9691964 | 70694196 | 334414596 | 324722632 | 61002232 | 86.29% | 18.79% | 210976320 | 86.74% | 86.74% | 86.74% | 18.79%
9000 | 14000 | 27460 | 60 | 1027866000 | 1027.866 | 0.2079 | 63242120 | 63.2421 | 74434550 | 74.4346 | 17.5994 | 5.4147 | 13108510 | 20391020 | 39995520 | 5690034 | 258690700 | 6967830 | 73495050 | 332185750 | 325217920 | 66527220 | 90.52% | 20.46% | 206952560 | 86.23% | 86.23% | 86.23% | 20.46%
11000 | 8000 | 27460 | 10 | 1027882000 | 1027.882 | 0.206 | 64525790 | 64.5258 | 55098050 | 55.0981 | 21.8134 | 4.5006 | 16021510 | 11652010 | 39995520 | 1056458 | 266788800 | 9995224 | 67669040 | 334457840 | 324462616 | 57673816 | 85.23% | 17.78% | 213431040 | 86.64% | 86.64% | 86.64% | 17.78%
14000 | 7000 | 27460 | 25 | 1027885000 | 1027.885 | 0.20646 | 63938120 | 63.9381 | 63961300 | 63.9613 | 19.5446 | 4.9668 | 20391020 | 10195510 | 39995520 | 2545501 | 263432200 | 9256894 | 70582050 | 334014250 | 324757356 | 61325156 | 86.88% | 18.88% | 210745760 | 86.63% | 86.63% | 86.63% | 18.88%
5000 | 13000 | 27460 | 15 | 1027900000 | 1027.9 | 0.20644 | 64733510 | 64.7335 | 51984550 | 51.9845 | 22.8679 | 4.3008 | 7282506 | 18934520 | 39995520 | 1410772 | 267515400 | 9302659 | 66212546 | 333727946 | 324425287 | 56909887 | 85.95% | 17.54% | 214012320 | 86.38% | 86.38% | 86.38% | 17.54%
9000 | 15936 | 27460 | 80 | 1027916000 | 1027.916 | 0.20854 | 62676530 | 62.6765 | 83011210 | 83.0112 | 16.2896 | 5.7664 | 13108510 | 23210800 | 39995520 | 7594719 | 255212700 | 5977934 | 76314830 | 331527530 | 325549596 | 70336896 | 92.17% | 21.61% | 204170160 | 86.16% | 86.16% | 86.16% | 21.61%
13000 | 10000 | 27460 | 50 | 1027939000 | 1027.939 | 0.20742 | 63300380 | 63.3004 | 73629550 | 73.6295 | 17.6869 | 5.4036 | 18934520 | 14565010 | 39995520 | 4902790 | 259400200 | 7756167 | 73495050 | 332895250 | 325139083 | 65738883 | 89.45% | 20.22% | 207520160 | 86.43% | 86.43% | 86.43% | 20.22%
16077 | 10000 | 22054 | 15 | 1027954000 | 1027.954 | 0.20601 | 64065300 | 64.0653 | 62112860 | 62.1129 | 19.9143 | 4.893 | 23416170 | 14565010 | 32121680 | 1659801 | 264554700 | 10012870 | 70102860 | 334657560 | 324644690 | 60089990 | 85.72% | 18.51% | 211643760 | 86.79% | 86.79% | 86.79% | 18.51%
14000 | 12000 | 22054 | 20 | 1027976000 | 1027.976 | 0.20629 | 64048440 | 64.0484 | 62388720 | 62.3887 | 19.8778 | 4.8958 | 20391020 | 17478010 | 32121680 | 2078156 | 264254000 | 9563719 | 69990710 | 334244710 | 324680991 | 60426991 | 86.34% | 18.61% | 211403200 | 86.67% | 86.67% | 86.67% | 18.61%
16000 | 5000 | 27460 | 20 | 1027988000 | 1027.988 | 0.20623 | 63971650 | 63.9716 | 63558800 | 63.5588 | 19.5955 | 4.9605 | 23304020 | 7282506 | 39995520 | 2131552 | 263805300 | 9671418 | 70582046 | 334387346 | 324715928 | 60910628 | 86.3% | 18.76% | 211044240 | 86.73% | 86.73% | 86.73% | 18.76%
9000 | 13000 | 27460 | 50 | 1028081000 | 1028.081 | 0.20761 | 63543040 | 63.543 | 70113550 | 70.1136 | 18.3433 | 5.2306 | 13108510 | 18934520 | 39995520 | 4721070 | 260505800 | 7496262 | 72038550 | 332544350 | 325048088 | 64542288 | 89.59% | 19.86% | 208404640 | 86.28% | 86.28% | 86.28% | 19.86%
16077 | 14000 | 22054 | 60 | 1028112000 | 1028.112 | 0.20768 | 62819870 | 62.8199 | 81046860 | 81.0469 | 16.4812 | 5.7361 | 23416170 | 20391020 | 32121680 | 6040854 | 256849400 | 7403495 | 75928870 | 332778270 | 325374775 | 68525375 | 90.25% | 21.06% | 205479520 | 86.49% | 86.49% | 86.49% | 21.06%
16000 | 10000 | 22054 | 15 | 1028123000 | 1028.123 | 0.20605 | 64084870 | 64.0849 | 61986220 | 61.9862 | 19.9264 | 4.8902 | 23304020 | 14565010 | 32121680 | 1650766 | 264639200 | 9991702 | 69990710 | 334629910 | 324638208 | 59999008 | 85.72% | 18.48% | 211711360 | 86.77% | 86.77% | 86.77% | 18.48%
14000 | 5000 | 27460 |  | 1028141000 | 1028.141 | 0.2054 | 64637760 | 64.6378 | 53669300 | 53.6693 | 22.1458 | 4.4459 | 20391020 | 7282506 | 39995520 |  | 267740900 | 11053150 | 67669046 | 335409946 | 324356796 | 56615896 | 83.67% | 17.45% | 214192720 | 86.9% | 86.9% | 86.9% | 17.45%
16077 | 15936 | 22054 | 80 | 1028152000 | 1028.152 | 0.20832 | 62253610 | 62.2536 | 89623520 | 89.6235 | 15.3613 | 6.0644 | 23416170 | 23210800 | 32121680 | 8022493 | 253368600 | 6403118 | 78748650 | 332117250 | 325714132 | 72345532 | 91.87% | 22.21% | 202694880 | 86.41% | 86.41% | 86.41% | 22.21%
2000 | 14000 | 27460 |  | 1028165000 | 1028.165 | 0.20599 | 65339000 | 65.339 | 43121300 | 43.1213 | 26.3072 | 3.7713 | 2913002 | 20391020 | 39995520 |  | 270946200 | 10107410 | 63299542 | 334245742 | 324138332 | 53192132 | 84.03% | 16.41% | 216756960 | 86.4% | 86.4% | 86.4% | 16.41%
3000 | 14000 | 27460 | 10 | 1028212000 | 1028.212 | 0.2064 | 65014160 | 65.0142 | 48066050 | 48.066 | 24.2301 | 4.0746 | 4369504 | 20391020 | 39995520 | 936264.3 | 269012700 | 9463782 | 64756044 | 333768744 | 324304962 | 55292262 | 85.39% | 17.05% | 215210160 | 86.33% | 86.33% | 86.33% | 17.05%
14000 | 6000 | 27460 | 15 | 1028262000 | 1028.262 | 0.20618 | 64249710 | 64.2497 | 59640300 | 59.6403 | 20.5092 | 4.7618 | 20391020 | 8739007 | 39995520 | 1584995 | 265291800 | 9828959 | 69125547 | 334417347 | 324588388 | 59296588 | 85.78% | 18.27% | 212233440 | 86.68% | 86.68% | 86.68% | 18.27%
13000 | 14000 | 22054 | 35 | 1028270000 | 1028.27 | 0.20695 | 63713240 | 63.7132 | 67735970 | 67.736 | 18.7258 | 5.152 | 18934520 | 20391020 | 32121680 | 3445471 | 262043900 | 8600364 | 71447220 | 333491120 | 324890756 | 62846856 | 87.96% | 19.34% | 209635120 | 86.52% | 86.52% | 86.52% | 19.34%
16000 | 14000 | 22054 | 60 | 1028281000 | 1028.281 | 0.20772 | 62839480 | 62.8395 | 80920220 | 80.9202 | 16.4852 | 5.7348 | 23304020 | 20391020 | 32121680 | 6023451 | 256934000 | 7383333 | 75816720 | 332750720 | 325367387 | 68433387 | 90.26% | 21.03% | 205547200 | 86.48% | 86.48% | 86.48% | 21.03%
14000 | 12000 | 27460 | 80 | 1028283000 | 1028.283 | 0.20844 | 62421980 | 62.422 | 87216300 | 87.2163 | 15.6652 | 5.9636 | 20391020 | 17478010 | 39995520 | 7861654 | 254037600 | 6248307 | 77864550 | 331902150 | 325653843 | 71616243 | 91.98% | 21.99% | 203230080 | 86.32% | 86.32% | 86.32% | 21.99%
14000 | 13000 | 27460 | 90 | 1028287000 | 1028.287 | 0.20874 | 62135640 | 62.1356 | 91537300 | 91.5373 | 15.1463 | 6.1219 | 20391020 | 18934520 | 39995520 | 8853272 | 252283200 | 5778311 | 79321060 | 331604260 | 325825949 | 73542749 | 92.72% | 22.57% | 201826560 | 86.29% | 86.29% | 86.29% | 22.57%
7000 | 14000 | 27460 | 45 | 1028288000 | 1028.288 | 0.20756 | 63816690 | 63.8167 | 66195050 | 66.195 | 19.1169 | 5.045 | 10195510 | 20391020 | 39995520 | 4163640 | 261973900 | 7636510 | 70582050 | 332555950 | 324919440 | 62945540 | 89.18% | 19.37% | 209579120 | 86.22% | 86.22% | 86.22% | 19.37%
16077 | 13000 | 22054 | 50 | 1028318000 | 1028.318 | 0.20738 | 63120100 | 63.1201 | 76725860 | 76.7259 | 17.1086 | 5.5649 | 23416170 | 18934520 | 32121680 | 5034899 | 258661600 | 7932786 | 74472370 | 333133970 | 325201184 | 66539584 | 89.35% | 20.46% | 206929280 | 86.53% | 86.53% | 86.53% | 20.46%
16000 | 15936 | 22054 | 80 | 1028322000 | 1028.322 | 0.20836 | 62273250 | 62.2732 | 89496880 | 89.4969 | 15.3633 | 6.0636 | 23304020 | 23210800 | 32121680 | 8001882 | 253453400 | 6383412 | 78636500 | 332089900 | 325706488 | 72253088 | 91.88% | 22.18% | 202762720 | 86.4% | 86.4% | 86.4% | 22.18%
16077 | 4000 | 27460 | 10 | 1028323000 | 1028.323 | 0.2059 | 64272050 | 64.272 | 59364440 | 59.3644 | 20.5393 | 4.7604 | 23416170 | 5826005 | 39995520 | 1140035 | 265615300 | 10303610 | 69237695 | 334852995 | 324549385 | 58934085 | 85.12% | 18.16% | 212492240 | 86.81% | 86.81% | 86.81% | 18.16%
9000 | 12000 | 27460 | 40 | 1028359000 | 1028.359 | 0.20732 | 63848060 | 63.8481 | 65792550 | 65.7926 | 19.1682 | 5.0384 | 13108510 | 17478010 | 39995520 | 3759640 | 262338000 | 8041070 | 70582040 | 332920040 | 324878970 | 62540970 | 88.61% | 19.25% | 209870400 | 86.33% | 86.33% | 86.33% | 19.25%
14000 | 14000 | 27460 | 100 | 1028379000 | 1028.379 | 0.20905 | 61855110 | 61.8551 | 95858300 | 95.8583 | 14.6626 | 6.2757 | 20391020 | 20391020 | 39995520 | 9833116 | 250553100 | 5333703 | 80777560 | 331330660 | 325996957 | 75443857 | 93.4% | 23.14% | 200442480 | 86.26% | 86.26% | 86.26% | 23.14%
11000 | 15936 | 22054 | 40 | 1028386000 | 1028.386 | 0.20724 | 63698580 | 63.6986 | 68073130 | 68.0731 | 18.6719 | 5.1595 | 16021510 | 23210800 | 32121680 | 3839195 | 261750600 | 8179111 | 71353990 | 333104590 | 324925479 | 63174879 | 88.54% | 19.44% | 209400480 | 86.41% | 86.41% | 86.41% | 19.44%
14000 | 10000 | 27460 | 60 | 1028424000 | 1028.424 | 0.20785 | 63004550 | 63.0046 | 78574300 | 78.5743 | 16.8407 | 5.6288 | 20391020 | 14565010 | 39995520 | 5893698 | 257587500 | 7227931 | 74951550 | 332539050 | 325311119 | 67723619 | 90.36% | 20.82% | 206070000 | 86.39% | 86.39% | 86.39% | 20.82%
5000 | 15936 | 27460 | 50 | 1028424000 | 1028.424 | 0.20785 | 63803320 | 63.8033 | 66532210 | 66.5322 | 19.0583 | 5.0534 | 7282506 | 23210800 | 39995520 | 4552736 | 261686000 | 7221136 | 70488826 | 332174826 | 324953690 | 63267690 | 89.76% | 19.47% | 209348800 | 86.12% | 86.12% | 86.12% | 19.47%
11000 | 10000 | 27460 | 35 | 1028429000 | 1028.429 | 0.20708 | 63879430 | 63.8794 | 65390050 | 65.3901 | 19.2199 | 5.0318 | 16021510 | 14565010 | 39995520 | 3355640 | 262702100 | 8445631 | 70582040 | 333284140 | 324838509 | 62136409 | 88.03% | 19.13% | 210161680 | 86.43% | 86.43% | 86.43% | 19.13%
16000 | 4000 | 27460 | 10 | 1028487000 | 1028.487 | 0.20595 | 64291320 | 64.2913 | 59237800 | 59.2378 | 20.5537 | 4.7573 | 23304020 | 5826005 | 39995520 | 1133677 | 265698500 | 10280900 | 69125545 | 334824045 | 324543145 | 58844645 | 85.13% | 18.13% | 212558800 | 86.79% | 86.79% | 86.79% | 18.13%
16000 | 13000 | 22054 | 50 | 1028487000 | 1028.487 | 0.20743 | 63139720 | 63.1397 | 76599220 | 76.5992 | 17.1137 | 5.5633 | 23304020 | 18934520 | 32121680 | 5019421 | 258746300 | 7912468 | 74360220 | 333106520 | 325194052 | 66447752 | 89.36% | 20.43% | 206997040 | 86.52% | 86.52% | 86.52% | 20.43%
13000 | 8000 | 27460 | 30 | 1028500000 | 1028.5 | 0.20684 | 63910800 | 63.9108 | 64987550 | 64.9875 | 19.272 | 5.025 | 18934520 | 11652010 | 39995520 | 2951639 | 263066200 | 8850192 | 70582050 | 333648250 | 324798058 | 61731858 | 87.46% | 19.01% | 210452960 | 86.53% | 86.53% | 86.53% | 19.01%
16077 | 7000 | 27460 | 45 | 1028527000 | 1028.527 | 0.20727 | 63316270 | 63.3163 | 73977450 | 73.9775 | 17.5408 | 5.4499 | 23416170 | 10195510 | 39995520 | 4515115 | 259678100 | 8179419 | 73607200 | 333285300 | 325105881 | 65427781 | 88.89% | 20.13% | 207742480 | 86.54% | 86.54% | 86.54% | 20.13%
13000 | 13000 | 22054 | 25 | 1028571000 | 1028.571 | 0.20667 | 64019800 | 64.0198 | 63414970 | 63.415 | 19.5969 | 4.9545 | 18934520 | 18934520 | 32121680 | 2490354 | 263882500 | 9150949 | 69990720 | 333873220 | 324722271 | 60839771 | 86.93% | 18.74% | 211106000 | 86.57% | 86.57% | 86.57% | 18.74%
16077 | 12000 | 22054 | 40 | 1028580000 | 1028.58 | 0.20709 | 63424110 | 63.4241 | 72404860 | 72.4049 | 17.797 | 5.3864 | 23416170 | 17478010 | 32121680 | 4034656 | 260489600 | 8477234 | 73015860 | 333505460 | 325028226 | 64538626 | 88.39% | 19.86% | 208391680 | 86.58% | 86.58% | 86.58% | 19.86%
7000 | 13000 | 27460 | 35 | 1028590000 | 1028.59 | 0.20728 | 64123300 | 64.1233 | 61874050 | 61.874 | 20.0361 | 4.8442 | 10195510 | 18934520 | 39995520 | 3226124 | 263812700 | 8185553 | 69125550 | 332938250 | 324752697 | 60939997 | 88.16% | 18.77% | 211050160 | 86.27% | 86.27% | 86.27% | 18.77%
2000 | 15936 | 27460 | 25 | 1028593000 | 1028.593 | 0.2071 | 64689040 | 64.689 | 53347960 | 53.348 | 22.4046 | 4.376 | 2913002 | 23210800 | 39995520 | 2229077 | 266845700 | 8462513 | 66119322 | 332965022 | 324502509 | 57656809 | 87.2% | 17.77% | 213476560 | 86.16% | 86.16% | 86.16% | 17.77%
14000 | 14000 | 22054 | 45 | 1028680000 | 1028.68 | 0.20738 | 63412430 | 63.4124 | 72680720 | 72.6807 | 17.762 | 5.3894 | 20391020 | 20391020 | 32121680 | 4424629 | 260210400 | 8052517 | 72903720 | 333114120 | 325061603 | 64851203 | 88.95% | 19.95% | 208168320 | 86.47% | 86.47% | 86.47% | 19.95%
9000 | 14000 | 22054 |  | 1028686000 | 1028.686 | 0.2058 | 64943340 | 64.9433 | 49606970 | 49.607 | 23.4729 | 4.2073 | 13108510 | 20391020 | 32121680 |  | 269218700 | 10585420 | 65621210 | 334839910 | 324254490 | 55035790 | 83.87% | 16.97% | 215374960 | 86.66% | 86.66% | 86.66% | 16.97%
16000 | 7000 | 27460 | 45 | 1028696000 | 1028.696 | 0.20732 | 63335910 | 63.3359 | 73850800 | 73.8508 | 17.5469 | 5.4481 | 23304020 | 10195510 | 39995520 | 4500411 | 259762800 | 8159104 | 73495050 | 333257850 | 325098746 | 65335946 | 88.9% | 20.1% | 207810240 | 86.53% | 86.53% | 86.53% | 20.1%
16000 | 12000 | 22054 | 40 | 1028750000 | 1028.75 | 0.20714 | 63443800 | 63.4438 | 72278220 | 72.2782 | 17.8036 | 5.3846 | 23304020 | 17478010 | 32121680 | 4020629 | 260574500 | 8457078 | 72903710 | 333478210 | 325021132 | 64446632 | 88.4% | 19.83% | 208459600 | 86.57% | 86.57% | 86.57% | 19.83%
11000 | 7000 | 27460 |  | 1028759000 | 1028.759 | 0.20573 | 64870620 | 64.8706 | 50777050 | 50.7771 | 23.0385 | 4.2827 | 16021510 | 10195510 | 39995520 |  | 268786800 | 10715390 | 66212540 | 334999340 | 324283950 | 55497150 | 83.82% | 17.11% | 215029440 | 86.73% | 86.73% | 86.73% | 17.11%
7000 | 10000 | 27460 |  | 1028772000 | 1028.772 | 0.20593 | 65104650 | 65.1047 | 47261050 | 47.261 | 24.372 | 4.059 | 10195510 | 14565010 | 39995520 |  | 269856500 | 10401350 | 64756040 | 334612540 | 324211190 | 54354690 | 83.94% | 16.77% | 215885200 | 86.56% | 86.56% | 86.56% | 16.77%
16077 | 6000 | 27460 | 35 | 1028802000 | 1028.802 | 0.20698 | 63621160 | 63.6212 | 69656450 | 69.6565 | 18.2766 | 5.2659 | 23416170 | 8739007 | 39995520 | 3525743 | 261509700 | 8726442 | 72150697 | 333660397 | 324933955 | 63424255 | 87.91% | 19.52% | 209207760 | 86.59% | 86.59% | 86.59% | 19.52%
11000 | 14000 | 22054 | 20 | 1028820000 | 1028.82 | 0.20663 | 64296300 | 64.2963 | 59496470 | 59.4965 | 20.5173 | 4.7548 | 16021510 | 20391020 | 32121680 | 1962838 | 265362500 | 9300038 | 68534210 | 333896710 | 324596672 | 59234172 | 86.43% | 18.25% | 212290000 | 86.51% | 86.51% | 86.51% | 18.25%
13000 | 7000 | 27460 | 20 | 1028826000 | 1028.826 | 0.20656 | 64219080 | 64.2191 | 60666550 | 60.6666 | 20.2111 | 4.8213 | 18934520 | 10195510 | 39995520 | 2006413 | 264912000 | 9406957 | 69125550 | 334037550 | 324630593 | 59718593 | 86.39% | 18.4% | 211929600 | 86.58% | 86.58% | 86.58% | 18.4%
5000 | 14000 | 27460 | 30 | 1028834000 | 1028.834 | 0.20724 | 64399400 | 64.3994 | 57955550 | 57.9556 | 21.0112 | 4.6414 | 7282506 | 20391020 | 39995520 | 2718381 | 265291000 | 8330995 | 67669046 | 332960046 | 324629051 | 59338051 | 87.69% | 18.28% | 212232800 | 86.22% | 86.22% | 86.22% | 18.28%
3000 | 13000 | 27460 |  | 1028857000 | 1028.857 | 0.20613 | 65343510 | 65.3435 | 43745050 | 43.745 | 25.8996 | 3.8286 | 4369504 | 18934520 | 39995520 |  | 270946200 | 10107410 | 63299544 | 334245744 | 324138334 | 53192134 | 84.03% | 16.41% | 216756960 | 86.4% | 86.4% | 86.4% | 16.41%
14000 | 8000 | 27460 | 40 | 1028902000 | 1028.902 | 0.20727 | 63609500 | 63.6095 | 69932300 | 69.9323 | 18.2392 | 5.2693 | 20391020 | 11652010 | 39995520 | 3916703 | 261230700 | 8301746 | 72038550 | 333269250 | 324967504 | 63736804 | 88.48% | 19.61% | 208984560 | 86.48% | 86.48% | 86.48% | 19.61%
7000 | 12000 | 27460 | 25 | 1028907000 | 1028.907 | 0.207 | 64430960 | 64.431 | 57553050 | 57.553 | 21.0782 | 4.6325 | 10195510 | 17478010 | 39995520 | 2313488 | 265655900 | 8736449 | 67669040 | 333324940 | 324588491 | 58932591 | 87.09% | 18.16% | 212524720 | 86.32% | 86.32% | 86.32% | 18.16%
9000 | 15936 | 22054 | 25 | 1028922000 | 1028.922 | 0.20691 | 64280660 | 64.2807 | 59833620 | 59.8336 | 20.4518 | 4.7637 | 13108510 | 23210800 | 32121680 | 2364995 | 265065200 | 8873913 | 68440990 | 333506190 | 324632277 | 59567077 | 87.03% | 18.35% | 212052160 | 86.4% | 86.4% | 86.4% | 18.35%
13000 | 12000 | 22054 | 15 | 1028942000 | 1028.942 | 0.20639 | 64331070 | 64.3311 | 59093970 | 59.094 | 20.5743 | 4.7477 | 18934520 | 17478010 | 32121680 | 1543117 | 265740700 | 9720341 | 68534210 | 334274910 | 324554569 | 58813869 | 85.82% | 18.12% | 212592560 | 86.62% | 86.62% | 86.62% | 18.12%
3000 | 15936 | 27460 | 35 | 1028952000 | 1028.952 | 0.20752 | 64384880 | 64.3849 | 58292700 | 58.2927 | 20.9399 | 4.6512 | 4369504 | 23210800 | 39995520 | 3116650 | 264998300 | 7909910 | 67575824 | 332574124 | 324664214 | 59665914 | 88.29% | 18.38% | 211998640 | 86.11% | 86.11% | 86.11% | 18.38%
14000 | 13000 | 22054 | 35 | 1028962000 | 1028.962 | 0.20709 | 63717750 | 63.7178 | 68359720 | 68.3597 | 18.5228 | 5.2028 | 20391020 | 18934520 | 32121680 | 3445471 | 262043900 | 8600364 | 71447220 | 333491120 | 324890756 | 62846856 | 87.96% | 19.34% | 209635120 | 86.52% | 86.52% | 86.52% | 19.34%
16000 | 6000 | 27460 | 35 | 1028973000 | 1028.973 | 0.20703 | 63640880 | 63.6409 | 69529800 | 69.5298 | 18.2842 | 5.2638 | 23304020 | 8739007 | 39995520 | 3512703 | 261594800 | 8706306 | 72038547 | 333633347 | 324927041 | 63332241 | 87.91% | 19.49% | 209275840 | 86.58% | 86.58% | 86.58% | 19.49%
9000 | 10000 | 27460 | 20 | 1028993000 | 1028.993 | 0.20676 | 64463340 | 64.4633 | 57150550 | 57.1506 | 21.1445 | 4.6238 | 13108510 | 14565010 | 39995520 | 1904855 | 266024200 | 9145650 | 67669040 | 333693240 | 324547590 | 58523390 | 86.48% | 18.03% | 212819360 | 86.42% | 86.42% | 86.42% | 18.03%
16077 | 5000 | 27460 | 25 | 1029098000 | 1029.098 | 0.2067 | 63927410 | 63.9274 | 65335440 | 65.3354 | 19.0973 | 5.0725 | 23416170 | 7282506 | 39995520 | 2556288 | 263347000 | 9277183 | 70694196 | 334041196 | 324764013 | 61417013 | 86.88% | 18.91% | 210677600 | 86.64% | 86.64% | 86.64% | 18.91%
11000 | 8000 | 27460 | 15 | 1029105000 | 1029.105 | 0.20652 | 64497500 | 64.4975 | 56748050 | 56.748 | 21.208 | 4.6157 | 16021510 | 11652010 | 39995520 | 1487911 | 266399900 | 9563172 | 67669040 | 334068940 | 324505768 | 58105868 | 85.87% | 17.91% | 213119920 | 86.53% | 86.53% | 86.53% | 17.91%
11000 | 14000 | 27460 | 80 | 1029113000 | 1029.113 | 0.20877 | 62668860 | 62.6689 | 84324050 | 84.324 | 15.9928 | 5.8577 | 16021510 | 20391020 | 39995520 | 7610241 | 255142000 | 5994171 | 76408050 | 331550050 | 325555879 | 70413879 | 92.16% | 21.63% | 204113600 | 86.17% | 86.17% | 86.17% | 21.63%
11000 | 13000 | 27460 | 70 | 1029144000 | 1029.144 | 0.20848 | 62957540 | 62.9575 | 80003050 | 80.0031 | 16.592 | 5.688 | 16021510 | 18934520 | 39995520 | 6649827 | 256906000 | 6470752 | 74951550 | 331857550 | 325386798 | 68480798 | 91.37% | 21.05% | 205524800 | 86.2% | 86.2% | 86.2% | 21.05%
5000 | 13000 | 27460 | 20 | 1029179000 | 1029.179 | 0.20696 | 64708910 | 64.7089 | 53634550 | 53.6345 | 22.1918 | 4.4196 | 7282506 | 18934520 | 39995520 | 1825175 | 267141900 | 8887681 | 66212546 | 333354446 | 324466765 | 57324865 | 86.58% | 17.67% | 213713520 | 86.27% | 86.27% | 86.27% | 17.67%
16077 | 10000 | 22054 | 20 | 1029188000 | 1029.188 | 0.20652 | 64037720 | 64.0377 | 63762860 | 63.7629 | 19.414 | 5.0027 | 23416170 | 14565010 | 32121680 | 2088009 | 264168800 | 9584072 | 70102860 | 334271660 | 324687588 | 60518788 | 86.33% | 18.64% | 211335040 | 86.68% | 86.68% | 86.68% | 18.64%
14000 | 7000 | 27460 | 30 | 1029192000 | 1029.192 | 0.20698 | 63915310 | 63.9153 | 65611300 | 65.6113 | 19.0565 | 5.0765 | 20391020 | 10195510 | 39995520 | 2951639 | 263066200 | 8850192 | 70582050 | 333648250 | 324798058 | 61731858 | 87.46% | 19.01% | 210452960 | 86.53% | 86.53% | 86.53% | 19.01%
11000 | 13000 | 22054 | 10 | 1029247000 | 1029.247 | 0.20635 | 64611230 | 64.6112 | 55175470 | 55.1755 | 21.6172 | 4.5387 | 16021510 | 18934520 | 32121680 | 1028407 | 267236000 | 9883435 | 67077710 | 334313710 | 324430275 | 57194275 | 85.27% | 17.63% | 213788800 | 86.57% | 86.57% | 86.57% | 17.63%
11000 | 12000 | 27460 | 60 | 1029249000 | 1029.249 | 0.20818 | 63251150 | 63.2512 | 75682050 | 75.6821 | 17.2451 | 5.512 | 16021510 | 17478010 | 39995520 | 5690034 | 258690700 | 6967830 | 73495040 | 332185740 | 325217910 | 66527210 | 90.52% | 20.46% | 206952560 | 86.23% | 86.23% | 86.23% | 20.46%
14000 | 12000 | 22054 | 25 | 1029262000 | 1029.262 | 0.20681 | 64024320 | 64.0243 | 64038720 | 64.0387 | 19.3738 | 5.0065 | 20391020 | 17478010 | 32121680 | 2490354 | 263882500 | 9150949 | 69990710 | 333873210 | 324722261 | 60839761 | 86.93% | 18.74% | 211106000 | 86.57% | 86.57% | 86.57% | 18.74%
13000 | 6000 | 27460 | 10 | 1029265000 | 1029.265 | 0.20628 | 64534820 | 64.5348 | 56345550 | 56.3456 | 21.2664 | 4.6087 | 18934520 | 8739007 | 39995520 | 1056458 | 266788800 | 9995224 | 67669047 | 334457847 | 324462623 | 57673823 | 85.23% | 17.78% | 213431040 | 86.64% | 86.64% | 86.64% | 17.78%
16000 | 5000 | 27460 | 25 | 1029269000 | 1029.269 | 0.20674 | 63947150 | 63.9472 | 65208800 | 65.2088 | 19.1069 | 5.0702 | 23304020 | 7282506 | 39995520 | 2545501 | 263432200 | 9256894 | 70582046 | 334014246 | 324757352 | 61325152 | 86.88% | 18.88% | 210745760 | 86.63% | 86.63% | 86.63% | 18.88%
13000 | 15936 | 22054 | 60 | 1029284000 | 1029.284 | 0.2081 | 63102140 | 63.1021 | 77962620 | 77.9626 | 16.8594 | 5.6228 | 18934520 | 23210800 | 32121680 | 5795895 | 258105400 | 7105249 | 74267000 | 332372400 | 325267151 | 67161751 | 90.43% | 20.65% | 206484320 | 86.31% | 86.31% | 86.31% | 20.65%
| 15936 | 27460 | 10 | 1029312000 | 1029.312 | 0.20679 | 65283280 | 65.2833 | 45108460 | 45.1085 | 25.3164 | 3.9071 |  | 23210800 | 39995520 | 893905.7 | 270210900 | 9194020 | 63206320 | 333417220 | 324223200 | 54012300 | 85.45% | 16.66% | 216168720 | 86.17% | 86.17% | 86.17% | 16.66%
16000 | 10000 | 22054 | 20 | 1029359000 | 1029.359 | 0.20657 | 64057460 | 64.0575 | 63636220 | 63.6362 | 19.4245 | 5.0002 | 23304020 | 14565010 | 32121680 | 2078156 | 264254000 | 9563719 | 69990710 | 334244710 | 324680991 | 60426991 | 86.34% | 18.61% | 211403200 | 86.67% | 86.67% | 86.67% | 18.61%
16077 | 3000 | 27460 |  | 1029374000 | 1029.374 | 0.20563 | 64628380 | 64.6284 | 55043440 | 55.0434 | 21.5607 | 4.5593 | 23416170 | 4369504 | 39995520 |  | 267661300 | 11080070 | 67781194 | 335442494 | 324362424 | 56701124 | 83.65% | 17.48% | 214129040 | 86.91% | 86.91% | 86.91% | 17.48%
11000 | 15936 | 27460 | 100 | 1029415000 | 1029.415 | 0.20942 | 62119970 | 62.12 | 92900700 | 92.9007 | 14.9236 | 6.182 | 16021510 | 23210800 | 39995520 | 9523837 | 251733600 | 5072970 | 79227830 | 330961430 | 325888460 | 74154860 | 93.6% | 22.75% | 201386880 | 86.11% | 86.11% | 86.11% | 22.75%
14000 | 10000 | 22054 |  | 1029415000 | 1029.415 | 0.20574 | 64717140 | 64.7171 | 53746720 | 53.7467 | 21.9568 | 4.482 | 20391020 | 14565010 | 32121680 |  | 268162800 | 10913270 | 67077710 | 335240510 | 324327240 | 56164440 | 83.73% | 17.32% | 214530240 | 86.83% | 86.83% | 86.83% | 17.32%
16077 | 4000 | 27460 | 15 | 1029476000 | 1029.476 | 0.20641 | 64239080 | 64.2391 | 61014440 | 61.0144 | 20.013 | 4.8706 | 23416170 | 5826005 | 39995520 | 1593141 | 265207000 | 9849872 | 69237695 | 334444695 | 324594823 | 59387823 | 85.77% | 18.3% | 212165600 | 86.69% | 86.69% | 86.69% | 18.3%
3000 | 14000 | 27460 | 15 | 1029483000 | 1029.483 | 0.20692 | 64988970 | 64.989 | 49716050 | 49.7161 | 23.4647 | 4.197 | 4369504 | 20391020 | 39995520 | 1353412 | 268636700 | 9046055 | 64756044 | 333392744 | 324346689 | 55709989 | 86.03% | 17.18% | 214909360 | 86.22% | 86.22% | 86.22% | 17.18%
7000 | 15936 | 27460 | 70 | 1029487000 | 1029.487 | 0.20872 | 63217860 | 63.2179 | 76421700 | 76.4217 | 17.144 | 5.5271 | 10195510 | 23210800 | 39995520 | 6426505 | 258086400 | 6201278 | 73401830 | 331488230 | 325286952 | 67200552 | 91.55% | 20.66% | 206469120 | 86.04% | 86.04% | 86.04% | 20.66%
16077 | 10000 | 27460 | 80 | 1029497000 | 1029.497 | 0.20868 | 62411320 | 62.4113 | 88590450 | 88.5905 | 15.3809 | 6.0566 | 23416170 | 14565010 | 39995520 | 7881635 | 253952600 | 6267885 | 77976700 | 331929300 | 325661415 | 71708815 | 91.96% | 22.02% | 203162080 | 86.33% | 86.33% | 86.33% | 22.02%
14000 | 6000 | 27460 | 20 | 1029518000 | 1029.518 | 0.2067 | 64223600 | 64.2236 | 61290300 | 61.2903 | 19.9731 | 4.8741 | 20391020 | 8739007 | 39995520 | 2006413 | 264912000 | 9406957 | 69125547 | 334037547 | 324630590 | 59718590 | 86.39% | 18.4% | 211929600 | 86.58% | 86.58% | 86.58% | 18.4%
16000 | 3000 | 27460 |  | 1029525000 | 1029.525 | 0.20567 | 64646780 | 64.6468 | 54916800 | 54.9168 | 21.58 | 4.5555 | 23304020 | 4369504 | 39995520 |  | 267740900 | 11053150 | 67669044 | 335409944 | 324356794 | 56615894 | 83.67% | 17.45% | 214192720 | 86.9% | 86.9% | 86.9% | 17.45%
13000 | 14000 | 22054 | 40 | 1029583000 | 1029.583 | 0.20747 | 63690900 | 63.6909 | 69385970 | 69.386 | 18.2777 | 5.2591 | 18934520 | 20391020 | 32121680 | 3849471 | 261679800 | 8195803 | 71447220 | 333127020 | 324931217 | 63251417 | 88.53% | 19.47% | 209343840 | 86.42% | 86.42% | 86.42% | 19.47%
16077 | 12000 | 27460 | 100 | 1029591000 | 1029.591 | 0.20928 | 61844370 | 61.8444 | 97232450 | 97.2325 | 14.4141 | 6.3647 | 23416170 | 17478010 | 39995520 | 9856026 | 250467800 | 5352678 | 80889700 | 331357500 | 326004822 | 75537022 | 93.38% | 23.17% | 200374240 | 86.28% | 86.28% | 86.28% | 23.17%
5000 | 12000 | 27460 | 10 | 1029596000 | 1029.596 | 0.20668 | 65023190 | 65.0232 | 49313550 | 49.3135 | 23.5514 | 4.1862 | 7282506 | 17478010 | 39995520 | 936264.3 | 269012700 | 9463782 | 64756036 | 333768736 | 324304954 | 55292254 | 85.39% | 17.05% | 215210160 | 86.33% | 86.33% | 86.33% | 17.05%
7000 | 15936 | 22054 | 10 | 1029602000 | 1029.602 | 0.20659 | 64872300 | 64.8723 | 51594130 | 51.5941 | 22.7299 | 4.3294 | 10195510 | 23210800 | 32121680 | 962526.1 | 268419500 | 9601309 | 65527990 | 333947490 | 324346181 | 55926681 | 85.35% | 17.24% | 214735600 | 86.41% | 86.41% | 86.41% | 17.24%
7000 | 14000 | 27460 | 50 | 1029620000 | 1029.62 | 0.20809 | 63795580 | 63.7956 | 67845050 | 67.8451 | 18.6475 | 5.1532 | 10195510 | 20391020 | 39995520 | 4561932 | 261614900 | 7237664 | 70582050 | 332196950 | 324959286 | 63344386 | 89.75% | 19.49% | 209291920 | 86.13% | 86.13% | 86.13% | 19.49%
16077 | 8000 | 27460 | 60 | 1029638000 | 1029.638 | 0.20808 | 62993930 | 62.9939 | 79948450 | 79.9484 | 16.5106 | 5.7263 | 23416170 | 11652010 | 39995520 | 5910171 | 257502700 | 7248053 | 75063700 | 332566400 | 325318347 | 67815647 | 90.34% | 20.85% | 206002160 | 86.4% | 86.4% | 86.4% | 20.85%
16000 | 4000 | 27460 | 15 | 1029645000 | 1029.645 | 0.20646 | 64258740 | 64.2587 | 60887800 | 60.8878 | 20.0252 | 4.8678 | 23304020 | 5826005 | 39995520 | 1584995 | 265291800 | 9828959 | 69125545 | 334417345 | 324588386 | 59296586 | 85.78% | 18.27% | 212233440 | 86.68% | 86.68% | 86.68% | 18.27%
16000 | 10000 | 27460 | 80 | 1029667000 | 1029.667 | 0.20872 | 62431010 | 62.431 | 88463800 | 88.4638 | 15.3829 | 6.0557 | 23304020 | 14565010 | 39995520 | 7861654 | 254037600 | 6248307 | 77864550 | 331902150 | 325653843 | 71616243 | 91.98% | 21.99% | 203230080 | 86.32% | 86.32% | 86.32% | 21.99%
9000 | 12000 | 27460 | 45 | 1029672000 | 1029.672 | 0.20784 | 63825710 | 63.8257 | 67442550 | 67.4425 | 18.6977 | 5.1466 | 13108510 | 17478010 | 39995520 | 4163640 | 261973900 | 7636510 | 70582040 | 332555940 | 324919430 | 62945530 | 89.18% | 19.37% | 209579120 | 86.22% | 86.22% | 86.22% | 19.37%
11000 | 15936 | 22054 | 45 | 1029699000 | 1029.699 | 0.20776 | 63676230 | 63.6762 | 69723130 | 69.7231 | 18.2262 | 5.2661 | 16021510 | 23210800 | 32121680 | 4243195 | 261386500 | 7774550 | 71353990 | 332740490 | 324965940 | 63579440 | 89.1% | 19.56% | 209109200 | 86.31% | 86.31% | 86.31% | 19.56%
11000 | 10000 | 27460 | 40 | 1029742000 | 1029.742 | 0.2076 | 63857080 | 63.8571 | 67040050 | 67.04 | 18.7463 | 5.1405 | 16021510 | 14565010 | 39995520 | 3759640 | 262338000 | 8041070 | 70582040 | 332920040 | 324878970 | 62540970 | 88.61% | 19.25% | 209870400 | 86.33% | 86.33% | 86.33% | 19.25%
16000 | 12000 | 27460 | 100 | 1029763000 | 1029.763 | 0.20933 | 61864130 | 61.8641 | 97105800 | 97.1058 | 14.4145 | 6.3643 | 23304020 | 17478010 | 39995520 | 9833116 | 250553100 | 5333703 | 80777550 | 331330650 | 325996947 | 75443847 | 93.4% | 23.14% | 200442480 | 86.26% | 86.26% | 86.26% | 23.14%
16000 | 8000 | 27460 | 60 | 1029808000 | 1029.808 | 0.20813 | 63013570 | 63.0136 | 79821800 | 79.8218 | 16.5146 | 5.7249 | 23304020 | 11652010 | 39995520 | 5893698 | 257587500 | 7227931 | 74951550 | 332539050 | 325311119 | 67723619 | 90.36% | 20.82% | 206070000 | 86.39% | 86.39% | 86.39% | 20.82%
13000 | 8000 | 27460 | 35 | 1029813000 | 1029.813 | 0.20736 | 63888460 | 63.8885 | 66637550 | 66.6376 | 18.7953 | 5.1343 | 18934520 | 11652010 | 39995520 | 3355640 | 262702100 | 8445631 | 70582050 | 333284150 | 324838519 | 62136419 | 88.03% | 19.13% | 210161680 | 86.43% | 86.43% | 86.43% | 19.13%
16077 | 7000 | 27460 | 50 | 1029845000 | 1029.845 | 0.20779 | 63294260 | 63.2943 | 75627450 | 75.6274 | 17.1484 | 5.5527 | 23416170 | 10195510 | 39995520 | 4917563 | 259315400 | 7776413 | 73607200 | 332922600 | 325146187 | 65830787 | 89.44% | 20.25% | 207452320 | 86.44% | 86.44% | 86.44% | 20.25%
14000 | 15936 | 22054 | 70 | 1029866000 | 1029.866 | 0.20854 | 62812780 | 62.8128 | 82907380 | 82.9074 | 16.0885 | 5.8416 | 20391020 | 23210800 | 32121680 | 6768921 | 256319600 | 6605733 | 75723500 | 332043100 | 325437367 | 69117767 | 91.28% | 21.24% | 205055680 | 86.28% | 86.28% | 86.28% | 21.24%
13000 | 13000 | 22054 | 30 | 1029878000 | 1029.878 | 0.20719 | 63997050 | 63.9971 | 65064970 | 65.065 | 19.1035 | 5.065 | 18934520 | 18934520 | 32121680 | 2896240 | 263516700 | 8744500 | 69990720 | 333507420 | 324762920 | 61246220 | 87.51% | 18.86% | 210813360 | 86.46% | 86.46% | 86.46% | 18.86%
16077 | 12000 | 22054 | 45 | 1029893000 | 1029.893 | 0.20761 | 63401760 | 63.4018 | 74054860 | 74.0549 | 17.3929 | 5.4903 | 23416170 | 17478010 | 32121680 | 4438656 | 260125500 | 8072673 | 73015860 | 333141360 | 325068687 | 64943187 | 88.94% | 19.98% | 208100400 | 86.48% | 86.48% | 86.48% | 19.98%
7000 | 13000 | 27460 | 40 | 1029903000 | 1029.903 | 0.2078 | 64100960 | 64.101 | 63524050 | 63.5241 | 19.5191 | 4.9555 | 10195510 | 18934520 | 39995520 | 3630124 | 263448600 | 7780992 | 69125550 | 332574150 | 324793158 | 61344558 | 88.74% | 18.89% | 210758880 | 86.17% | 86.17% | 86.17% | 18.89%
2000 | 15936 | 27460 | 30 | 1029905000 | 1029.905 | 0.20762 | 64666640 | 64.6666 | 54997960 | 54.998 | 21.7507 | 4.4943 | 2913002 | 23210800 | 39995520 | 2633308 | 266481400 | 8057722 | 66119322 | 332600722 | 324543000 | 58061600 | 87.81% | 17.89% | 213185120 | 86.06% | 86.06% | 86.06% | 17.89%
14000 | 5000 | 27460 | 10 | 1029957000 | 1029.957 | 0.20642 | 64539320 | 64.5393 | 56969300 | 56.9693 | 21.0013 | 4.6629 | 20391020 | 7282506 | 39995520 | 1056458 | 266788800 | 9995224 | 67669046 | 334457846 | 324462622 | 57673822 | 85.23% | 17.78% | 213431040 | 86.64% | 86.64% | 86.64% | 17.78%
14000 | 14000 | 22054 | 50 | 1030000000 | 1030 | 0.2079 | 63390600 | 63.3906 | 74330720 | 74.3307 | 17.3586 | 5.4932 | 20391020 | 20391020 | 32121680 | 4826228 | 259848500 | 7650360 | 72903720 | 332752220 | 325101860 | 65253360 | 89.51% | 20.07% | 207878800 | 86.37% | 86.37% | 86.37% | 20.07%
16000 | 7000 | 27460 | 50 | 1030014000 | 1030.014 | 0.20784 | 63313910 | 63.3139 | 75500800 | 75.5008 | 17.1537 | 5.5511 | 23304020 | 10195510 | 39995520 | 4902790 | 259400200 | 7756167 | 73495050 | 332895250 | 325139083 | 65738883 | 89.45% | 20.22% | 207520160 | 86.43% | 86.43% | 86.43% | 20.22%
16000 | 12000 | 22054 | 45 | 1030063000 | 1030.063 | 0.20766 | 63421450 | 63.4215 | 73928220 | 73.9282 | 17.3987 | 5.4886 | 23304020 | 17478010 | 32121680 | 4424629 | 260210400 | 8052517 | 72903710 | 333114110 | 325061593 | 64851193 | 88.95% | 19.95% | 208168320 | 86.47% | 86.47% | 86.47% | 19.95%
11000 | 12000 | 22054 |  | 1030069000 | 1030.069 | 0.20607 | 64952370 | 64.9524 | 50854470 | 50.8545 | 22.8334 | 4.3192 | 16021510 | 17478010 | 32121680 |  | 269218700 | 10585420 | 65621200 | 334839900 | 324254480 | 55035780 | 83.87% | 16.97% | 215374960 | 86.66% | 86.66% | 86.66% | 16.97%
16077 | 6000 | 27460 | 40 | 1030115000 | 1030.115 | 0.2075 | 63598810 | 63.5988 | 71306450 | 71.3064 | 17.8488 | 5.3719 | 23416170 | 8739007 | 39995520 | 3929743 | 261145600 | 8321881 | 72150697 | 333296297 | 324974416 | 63828816 | 88.47% | 19.64% | 208916480 | 86.49% | 86.49% | 86.49% | 19.64%
11000 | 14000 | 22054 | 25 | 1030117000 | 1030.117 | 0.20714 | 64272880 | 64.2729 | 61146470 | 61.1465 | 19.9742 | 4.8683 | 16021510 | 20391020 | 32121680 | 2371756 | 264993900 | 8890552 | 68534210 | 333528110 | 324637558 | 59643658 | 87.03% | 18.37% | 211995120 | 86.41% | 86.41% | 86.41% | 18.37%
13000 | 7000 | 27460 | 25 | 1030119000 | 1030.119 | 0.20708 | 64195400 | 64.1954 | 62316550 | 62.3165 | 19.6852 | 4.9338 | 18934520 | 10195510 | 39995520 | 2416608 | 264542300 | 8996192 | 69125550 | 333667850 | 324671658 | 60129358 | 86.99% | 18.52% | 211633840 | 86.47% | 86.47% | 86.47% | 18.52%
13000 | 5000 | 27460 |  | 1030143000 | 1030.143 | 0.20601 | 64879640 | 64.8796 | 52024550 | 52.0245 | 22.4226 | 4.3941 | 18934520 | 7282506 | 39995520 |  | 268786800 | 10715390 | 66212546 | 334999346 | 324283956 | 55497156 | 83.82% | 17.11% | 215029440 | 86.73% | 86.73% | 86.73% | 17.11%
5000 | 14000 | 27460 | 35 | 1030147000 | 1030.147 | 0.20776 | 64377050 | 64.377 | 59605550 | 59.6056 | 20.4389 | 4.756 | 7282506 | 20391020 | 39995520 | 3122382 | 264926900 | 7926434 | 67669046 | 332595946 | 324669512 | 59742612 | 88.29% | 18.4% | 211941520 | 86.12% | 86.12% | 86.12% | 18.4%
9000 | 8000 | 27460 |  | 1030155000 | 1030.155 | 0.20621 | 65113670 | 65.1137 | 48508550 | 48.5085 | 23.6811 | 4.1721 | 13108510 | 11652010 | 39995520 |  | 269856500 | 10401350 | 64756040 | 334612540 | 324211190 | 54354690 | 83.94% | 16.77% | 215885200 | 86.56% | 86.56% | 86.56% | 16.77%
13000 | 12000 | 22054 | 20 | 1030204000 | 1030.204 | 0.2069 | 64305320 | 64.3053 | 60743970 | 60.744 | 20.0312 | 4.8609 | 18934520 | 17478010 | 32121680 | 1962838 | 265362500 | 9300038 | 68534210 | 333896710 | 324596672 | 59234172 | 86.43% | 18.25% | 212290000 | 86.51% | 86.51% | 86.51% | 18.25%
14000 | 8000 | 27460 | 45 | 1030215000 | 1030.215 | 0.20779 | 63587160 | 63.5872 | 71582300 | 71.5823 | 17.813 | 5.3749 | 20391020 | 11652010 | 39995520 | 4320703 | 260866600 | 7897185 | 72038550 | 332905150 | 325007965 | 64141365 | 89.04% | 19.74% | 208693280 | 86.38% | 86.38% | 86.38% | 19.74%
7000 | 12000 | 27460 | 30 | 1030217000 | 1030.217 | 0.20751 | 64408420 | 64.4084 | 59203050 | 59.203 | 20.5018 | 4.7476 | 10195510 | 17478010 | 39995520 | 2718381 | 265291000 | 8330995 | 67669040 | 332960040 | 324629045 | 59338045 | 87.69% | 18.28% | 212232800 | 86.22% | 86.22% | 86.22% | 18.28%
9000 | 15936 | 22054 | 30 | 1030231000 | 1030.231 | 0.20743 | 64258050 | 64.258 | 61483620 | 61.4836 | 19.9108 | 4.8771 | 13108510 | 23210800 | 32121680 | 2770218 | 264700000 | 8468127 | 68440990 | 333140990 | 324672863 | 59972863 | 87.63% | 18.47% | 211760000 | 86.3% | 86.3% | 86.3% | 18.47%
3000 | 15936 | 27460 | 40 | 1030265000 | 1030.265 | 0.20805 | 64362530 | 64.3625 | 59942700 | 59.9427 | 20.3715 | 4.7653 | 4369504 | 23210800 | 39995520 | 3520650 | 264634200 | 7505349 | 67575824 | 332210024 | 324704675 | 60070475 | 88.89% | 18.5% | 211707360 | 86.01% | 86.01% | 86.01% | 18.5%
14000 | 13000 | 22054 | 40 | 1030275000 | 1030.275 | 0.20761 | 63695400 | 63.6954 | 70009720 | 70.0097 | 18.0825 | 5.3097 | 20391020 | 18934520 | 32121680 | 3849471 | 261679800 | 8195803 | 71447220 | 333127020 | 324931217 | 63251417 | 88.53% | 19.47% | 209343840 | 86.42% | 86.42% | 86.42% | 19.47%
16000 | 6000 | 27460 | 40 | 1030286000 | 1030.286 | 0.20755 | 63618530 | 63.6185 | 71179800 | 71.1798 | 17.8555 | 5.37 | 23304020 | 8739007 | 39995520 | 3916703 | 261230700 | 8301746 | 72038547 | 333269247 | 324967501 | 63736801 | 88.48% | 19.61% | 208984560 | 86.48% | 86.48% | 86.48% | 19.61%
9000 | 10000 | 27460 | 25 | 1030291000 | 1030.291 | 0.20727 | 64439980 | 64.44 | 58800550 | 58.8006 | 20.565 | 4.7392 | 13108510 | 14565010 | 39995520 | 2313488 | 265655900 | 8736449 | 67669040 | 333324940 | 324588491 | 58932591 | 87.09% | 18.16% | 212524720 | 86.32% | 86.32% | 86.32% | 18.16%
11000 | 8000 | 27460 | 20 | 1030376000 | 1030.376 | 0.20703 | 64472360 | 64.4724 | 58398050 | 58.398 | 20.6274 | 4.7311 | 16021510 | 11652010 | 39995520 | 1904855 | 266024200 | 9145650 | 67669040 | 333693240 | 324547590 | 58523390 | 86.48% | 18.03% | 212819360 | 86.42% | 86.42% | 86.42% | 18.03%
16077 | 5000 | 27460 | 30 | 1030403000 | 1030.403 | 0.20721 | 63904550 | 63.9046 | 66985440 | 66.9854 | 18.6281 | 5.1819 | 23416170 | 7282506 | 39995520 | 2962670 | 262980800 | 8870237 | 70694196 | 333674996 | 324804759 | 61823959 | 87.45% | 19.03% | 210384640 | 86.54% | 86.54% | 86.54% | 19.03%
16077 | 10000 | 22054 | 25 | 1030474000 | 1030.474 | 0.20704 | 64013540 | 64.0135 | 65412860 | 65.4129 | 18.9302 | 5.1129 | 23416170 | 14565010 | 32121680 | 2500466 | 263797100 | 9171042 | 70102860 | 333899960 | 324728918 | 60931818 | 86.92% | 18.76% | 211037680 | 86.58% | 86.58% | 86.58% | 18.76%
5000 | 13000 | 27460 | 25 | 1030479000 | 1030.479 | 0.20747 | 64685660 | 64.6857 | 55284550 | 55.2846 | 21.5493 | 4.5379 | 7282506 | 18934520 | 39995520 | 2233329 | 266774000 | 8478961 | 66212546 | 332986546 | 324507585 | 57733585 | 87.19% | 17.79% | 213419200 | 86.17% | 86.17% | 86.17% | 17.79%
11000 | 13000 | 22054 | 15 | 1030489000 | 1030.489 | 0.20686 | 64584140 | 64.5841 | 56825470 | 56.8255 | 21.0152 | 4.655 | 16021510 | 18934520 | 32121680 | 1454357 | 266852100 | 9456894 | 67077710 | 333929810 | 324472916 | 57620816 | 85.9% | 17.76% | 213481680 | 86.47% | 86.47% | 86.47% | 17.76%
13000 | 6000 | 27460 | 15 | 1030489000 | 1030.489 | 0.2068 | 64506530 | 64.5065 | 57995550 | 57.9956 | 20.687 | 4.7235 | 18934520 | 8739007 | 39995520 | 1487911 | 266399900 | 9563172 | 67669047 | 334068947 | 324505775 | 58105875 | 85.87% | 17.91% | 213119920 | 86.53% | 86.53% | 86.53% | 17.91%
13000 | 12000 | 27460 | 80 | 1030497000 | 1030.497 | 0.20905 | 62677890 | 62.6779 | 85571550 | 85.5716 | 15.6969 | 5.9512 | 18934520 | 17478010 | 39995520 | 7610241 | 255142000 | 5994171 | 76408050 | 331550050 | 325555879 | 70413879 | 92.16% | 21.63% | 204113600 | 86.17% | 86.17% | 86.17% | 21.63%
13000 | 13000 | 27460 | 90 | 1030500000 | 1030.5 | 0.20935 | 62391490 | 62.3915 | 89892550 | 89.8925 | 15.1671 | 6.1124 | 18934520 | 18934520 | 39995520 | 8583155 | 253387300 | 5525804 | 77864560 | 331251860 | 325726056 | 72338756 | 92.9% | 22.21% | 202709840 | 86.14% | 86.14% | 86.14% | 22.21%
2000 | 14000 | 27460 | 10 | 1030504000 | 1030.504 | 0.20702 | 65275260 | 65.2753 | 46421300 | 46.4213 | 24.5691 | 4.0208 | 2913002 | 20391020 | 39995520 | 896033 | 270138700 | 9210128 | 63299542 | 333438242 | 324228114 | 54089414 | 85.45% | 16.68% | 216110960 | 86.18% | 86.18% | 86.18% | 16.68%
14000 | 7000 | 27460 | 35 | 1030505000 | 1030.505 | 0.2075 | 63892960 | 63.893 | 67261300 | 67.2613 | 18.5885 | 5.1857 | 20391020 | 10195510 | 39995520 | 3355640 | 262702100 | 8445631 | 70582050 | 333284150 | 324838519 | 62136419 | 88.03% | 19.13% | 210161680 | 86.43% | 86.43% | 86.43% | 19.13%
14000 | 12000 | 22054 | 30 | 1030569000 | 1030.569 | 0.20733 | 64001560 | 64.0016 | 65688720 | 65.6887 | 18.8896 | 5.1168 | 20391020 | 17478010 | 32121680 | 2896240 | 263516700 | 8744500 | 69990710 | 333507410 | 324762910 | 61246210 | 87.51% | 18.86% | 210813360 | 86.46% | 86.46% | 86.46% | 18.86%
16000 | 5000 | 27460 | 30 | 1030575000 | 1030.575 | 0.20726 | 63924340 | 63.9243 | 66858800 | 66.8588 | 18.6366 | 5.1797 | 23304020 | 7282506 | 39995520 | 2951639 | 263066200 | 8850192 | 70582046 | 333648246 | 324798054 | 61731854 | 87.46% | 19.01% | 210452960 | 86.53% | 86.53% | 86.53% | 19.01%
| 15936 | 27460 | 15 | 1030586000 | 1030.586 | 0.20731 | 65258330 | 65.2583 | 46758460 | 46.7585 | 24.4688 | 4.033 |  | 23210800 | 39995520 | 1309906 | 269836000 | 8777442 | 63206320 | 333042320 | 324264878 | 54428878 | 86.11% | 16.79% | 215868800 | 86.06% | 86.06% | 86.06% | 16.79%
13000 | 14000 | 27460 | 100 | 1030611000 | 1030.611 | 0.20966 | 62112220 | 62.1122 | 94213550 | 94.2135 | 14.6724 | 6.2695 | 18934520 | 20391020 | 39995520 | 9542053 | 251662500 | 5088575 | 79321060 | 330983560 | 325894985 | 74232485 | 93.58% | 22.78% | 201330000 | 86.12% | 86.12% | 86.12% | 22.78%
13000 | 10000 | 27460 | 60 | 1030633000 | 1030.633 | 0.20846 | 63260170 | 63.2602 | 76929550 | 76.9296 | 16.9013 | 5.6097 | 18934520 | 14565010 | 39995520 | 5690034 | 258690700 | 6967830 | 73495050 | 332185750 | 325217920 | 66527220 | 90.52% | 20.46% | 206952560 | 86.23% | 86.23% | 86.23% | 20.46%
16077 | 8000 | 22054 |  | 1030646000 | 1030.646 | 0.20597 | 64707600 | 64.7076 | 55120860 | 55.1209 | 21.3769 | 4.5961 | 23416170 | 11652010 | 32121680 |  | 268082500 | 10939540 | 67189860 | 335272360 | 324332820 | 56250320 | 83.72% | 17.34% | 214466000 | 86.84% | 86.84% | 86.84% | 17.34%
16000 | 10000 | 22054 | 25 | 1030646000 | 1030.646 | 0.20709 | 64033340 | 64.0333 | 65286220 | 65.2862 | 18.9394 | 5.1106 | 23304020 | 14565010 | 32121680 | 2490354 | 263882500 | 9150949 | 69990710 | 333873210 | 324722261 | 60839761 | 86.93% | 18.74% | 211106000 | 86.57% | 86.57% | 86.57% | 18.74%
9000 | 14000 | 27460 | 70 | 1030683000 | 1030.683 | 0.20895 | 63210100 | 63.2101 | 77734550 | 77.7345 | 16.8108 | 5.6222 | 13108510 | 20391020 | 39995520 | 6439464 | 258015300 | 6217359 | 73495050 | 331510350 | 325292991 | 67277691 | 91.54% | 20.68% | 206412240 | 86.05% | 86.05% | 86.05% | 20.68%
16077 | 4000 | 27460 | 20 | 1030730000 | 1030.73 | 0.20693 | 64212840 | 64.2128 | 62664440 | 62.6644 | 19.4995 | 4.9824 | 23416170 | 5826005 | 39995520 | 2015162 | 264826600 | 9427264 | 69237695 | 334064295 | 324637031 | 59810431 | 86.38% | 18.42% | 211861280 | 86.59% | 86.59% | 86.59% | 18.42%
3000 | 14000 | 27460 | 20 | 1030764000 | 1030.764 | 0.20744 | 64964520 | 64.9645 | 51366050 | 51.3661 | 22.7422 | 4.3187 | 4369504 | 20391020 | 39995520 | 1767138 | 268263800 | 8631755 | 64756044 | 333019844 | 324388089 | 56124289 | 86.67% | 17.3% | 214611040 | 86.12% | 86.12% | 86.12% | 17.3%
9000 | 13000 | 27460 | 60 | 1030787000 | 1030.787 | 0.20866 | 63503620 | 63.5036 | 73413550 | 73.4136 | 17.4953 | 5.4415 | 13108510 | 18934520 | 39995520 | 5504644 | 259799600 | 6711600 | 72038550 | 331838150 | 325126550 | 65326950 | 90.68% | 20.09% | 207839680 | 86.08% | 86.08% | 86.08% | 20.09%
11000 | 7000 | 27460 | 10 | 1030793000 | 1030.793 | 0.20676 | 64786620 | 64.7866 | 54077050 | 54.077 | 21.7585 | 4.511 | 16021510 | 10195510 | 39995520 | 989703.2 | 267894900 | 9724313 | 66212540 | 334107440 | 324383127 | 56488227 | 85.31% | 17.41% | 214315920 | 86.48% | 86.48% | 86.48% | 17.41%
9000 | 14000 | 22054 | 10 | 1030797000 | 1030.797 | 0.20682 | 64864460 | 64.8645 | 52906970 | 52.907 | 22.1313 | 4.4396 | 13108510 | 20391020 | 32121680 | 966049.5 | 268348000 | 9618033 | 65621210 | 333969210 | 324351177 | 56003177 | 85.34% | 17.27% | 214678400 | 86.42% | 86.42% | 86.42% | 17.27%
16000 | 8000 | 22054 |  | 1030799000 | 1030.799 | 0.20602 | 64726160 | 64.7262 | 54994220 | 54.9942 | 21.3955 | 4.5923 | 23304020 | 11652010 | 32121680 |  | 268162800 | 10913270 | 67077710 | 335240510 | 324327240 | 56164440 | 83.73% | 17.32% | 214530240 | 86.83% | 86.83% | 86.83% | 17.32%
14000 | 6000 | 27460 | 25 | 1030811000 | 1030.811 | 0.20722 | 64199910 | 64.1999 | 62940300 | 62.9403 | 19.4575 | 4.9865 | 20391020 | 8739007 | 39995520 | 2416608 | 264542300 | 8996192 | 69125547 | 333667847 | 324671655 | 60129355 | 86.99% | 18.52% | 211633840 | 86.47% | 86.47% | 86.47% | 18.52%
14000 | 4000 | 27460 |  | 1030835000 | 1030.835 | 0.20615 | 64884150 | 64.8842 | 52648300 | 52.6483 | 22.1248 | 4.4499 | 20391020 | 5826005 | 39995520 |  | 268786800 | 10715390 | 66212545 | 334999345 | 324283955 | 55497155 | 83.82% | 17.11% | 215029440 | 86.73% | 86.73% | 86.73% | 17.11%
9000 | 15936 | 27460 | 90 | 1030841000 | 1030.841 | 0.20959 | 62651700 | 62.6517 | 86311210 | 86.3112 | 15.6052 | 5.9656 | 13108510 | 23210800 | 39995520 | 8310872 | 254567300 | 5260787 | 76314830 | 330882130 | 325621343 | 71054043 | 93.11% | 21.82% | 203653840 | 85.98% | 85.98% | 85.98% | 21.82%
7000 | 15936 | 22054 | 15 | 1030865000 | 1030.865 | 0.20711 | 64846680 | 64.8467 | 53244130 | 53.2441 | 22.0556 | 4.4494 | 10195510 | 23210800 | 32121680 | 1381677 | 268041700 | 9181577 | 65527990 | 333569690 | 324388113 | 56346413 | 85.99% | 17.37% | 214433360 | 86.3% | 86.3% | 86.3% | 17.37%
5000 | 12000 | 27460 | 15 | 1030866000 | 1030.866 | 0.2072 | 64998000 | 64.998 | 50963550 | 50.9635 | 22.8236 | 4.3084 | 7282506 | 17478010 | 39995520 | 1353412 | 268636700 | 9046055 | 64756036 | 333392736 | 324346681 | 55709981 | 86.03% | 17.18% | 214909360 | 86.22% | 86.22% | 86.22% | 17.18%
16077 | 14000 | 22054 | 70 | 1030893000 | 1030.893 | 0.20872 | 62785400 | 62.7854 | 84346860 | 84.3469 | 15.7921 | 5.9352 | 23416170 | 20391020 | 32121680 | 6801614 | 256163700 | 6641680 | 75928870 | 332092570 | 325450890 | 69287190 | 91.25% | 21.29% | 204930960 | 86.3% | 86.3% | 86.3% | 21.29%
13000 | 14000 | 22054 | 45 | 1030896000 | 1030.896 | 0.20799 | 63668550 | 63.6686 | 71035970 | 71.036 | 17.8475 | 5.3654 | 18934520 | 20391020 | 32121680 | 4253471 | 261315700 | 7791242 | 71447220 | 332762920 | 324971678 | 63655978 | 89.1% | 19.59% | 209052560 | 86.32% | 86.32% | 86.32% | 19.59%
16000 | 4000 | 27460 | 20 | 1030902000 | 1030.902 | 0.20698 | 64232620 | 64.2326 | 62537800 | 62.5378 | 19.5102 | 4.9798 | 23304020 | 5826005 | 39995520 | 2006413 | 264912000 | 9406957 | 69125545 | 334037545 | 324630588 | 59718588 | 86.39% | 18.4% | 211929600 | 86.58% | 86.58% | 86.58% | 18.4%
7000 | 10000 | 27460 | 10 | 1030980000 | 1030.98 | 0.20696 | 65032210 | 65.0322 | 50561050 | 50.5611 | 22.9043 | 4.2981 | 10195510 | 14565010 | 39995520 | 936264.3 | 269012700 | 9463782 | 64756040 | 333768740 | 324304958 | 55292258 | 85.39% | 17.05% | 215210160 | 86.33% | 86.33% | 86.33% | 17.05%
16077 | 13000 | 22054 | 60 | 1031003000 | 1031.003 | 0.20843 | 63079360 | 63.0794 | 80025860 | 80.0259 | 16.3729 | 5.7673 | 23416170 | 18934520 | 32121680 | 5824620 | 257949900 | 7141969 | 74472370 | 332422270 | 325280301 | 67330401 | 90.41% | 20.7% | 206359920 | 86.34% | 86.34% | 86.34% | 20.7%
9000 | 12000 | 27460 | 50 | 1031004000 | 1031.004 | 0.20836 | 63804600 | 63.8046 | 69092550 | 69.0926 | 18.2447 | 5.2545 | 13108510 | 17478010 | 39995520 | 4561932 | 261614900 | 7237664 | 70582040 | 332196940 | 324959276 | 63344376 | 89.75% | 19.49% | 209291920 | 86.13% | 86.13% | 86.13% | 19.49%
11000 | 15936 | 22054 | 50 | 1031027000 | 1031.027 | 0.20828 | 63654880 | 63.6549 | 71373130 | 71.3731 | 17.7968 | 5.3724 | 16021510 | 23210800 | 32121680 | 4642588 | 261026600 | 7374604 | 71353990 | 332380590 | 325005986 | 63979386 | 89.66% | 19.69% | 208821280 | 86.21% | 86.21% | 86.21% | 19.69%
16077 | 15936 | 22054 | 90 | 1031054000 | 1031.054 | 0.20937 | 62227230 | 62.2272 | 92923520 | 92.9235 | 14.753 | 6.2564 | 23416170 | 23210800 | 32121680 | 8745816 | 252716700 | 5678791 | 78748650 | 331465350 | 325786559 | 73069859 | 92.79% | 22.43% | 202173360 | 86.23% | 86.23% | 86.23% | 22.43%
11000 | 10000 | 27460 | 45 | 1031056000 | 1031.056 | 0.20812 | 63834740 | 63.8347 | 68690050 | 68.69 | 18.2924 | 5.2485 | 16021510 | 14565010 | 39995520 | 4163640 | 261973900 | 7636510 | 70582040 | 332555940 | 324919430 | 62945530 | 89.18% | 19.37% | 209579120 | 86.22% | 86.22% | 86.22% | 19.37%
16000 | 14000 | 22054 | 70 | 1031063000 | 1031.063 | 0.20877 | 62805120 | 62.8051 | 84220220 | 84.2202 | 15.7947 | 5.9342 | 23304020 | 20391020 | 32121680 | 6783680 | 256248800 | 6622049 | 75816720 | 332065520 | 325443471 | 69194671 | 91.27% | 21.26% | 204999040 | 86.29% | 86.29% | 86.29% | 21.26%
2000 | 13000 | 27460 |  | 1031068000 | 1031.068 | 0.20675 | 65599260 | 65.5993 | 42100300 | 42.1003 | 26.3478 | 3.7657 | 2913002 | 18934520 | 39995520 |  | 272050000 | 9827462 | 61843042 | 333893042 | 324065580 | 52015580 | 84.11% | 16.05% | 217640000 | 86.24% | 86.24% | 86.24% | 16.05%
13000 | 8000 | 27460 | 40 | 1031126000 | 1031.126 | 0.20788 | 63866110 | 63.8661 | 68287550 | 68.2875 | 18.3386 | 5.2428 | 18934520 | 11652010 | 39995520 | 3759640 | 262338000 | 8041070 | 70582050 | 332920050 | 324878980 | 62540980 | 88.61% | 19.25% | 209870400 | 86.33% | 86.33% | 86.33% | 19.25%
5000 | 15936 | 27460 | 60 | 1031145000 | 1031.145 | 0.2089 | 63764940 | 63.7649 | 69832210 | 69.8322 | 18.1379 | 5.2696 | 7282506 | 23210800 | 39995520 | 5331555 | 260984100 | 6441237 | 70488826 | 331472926 | 325031689 | 64047589 | 90.86% | 19.71% | 208787280 | 85.92% | 85.92% | 85.92% | 19.71%
16077 | 3000 | 27460 | 10 | 1031172000 | 1031.172 | 0.20665 | 64528790 | 64.5288 | 58343440 | 58.3434 | 20.473 | 4.7745 | 23416170 | 4369504 | 39995520 | 1061787 | 266704400 | 10016810 | 67781194 | 334485594 | 324468784 | 57764384 | 85.22% | 17.8% | 213363520 | 86.65% | 86.65% | 86.65% | 17.8%
16000 | 13000 | 22054 | 60 | 1031173000 | 1031.173 | 0.20847 | 63099030 | 63.099 | 79899220 | 79.8992 | 16.3767 | 5.766 | 23304020 | 18934520 | 32121680 | 5808893 | 258034800 | 7121900 | 74360220 | 332395020 | 325273120 | 67238320 | 90.42% | 20.67% | 206427840 | 86.32% | 86.32% | 86.32% | 20.67%
14000 | 5000 | 27460 | 15 | 1031181000 | 1031.181 | 0.20693 | 64511040 | 64.511 | 58619300 | 58.6193 | 20.4343 | 4.7776 | 20391020 | 7282506 | 39995520 | 1487911 | 266399900 | 9563172 | 67669046 | 334068946 | 324505774 | 58105874 | 85.87% | 17.91% | 213119920 | 86.53% | 86.53% | 86.53% | 17.91%
13000 | 13000 | 22054 | 35 | 1031191000 | 1031.191 | 0.2077 | 63974700 | 63.9747 | 66714970 | 66.715 | 18.6306 | 5.1749 | 18934520 | 18934520 | 32121680 | 3300240 | 263152600 | 8339940 | 69990720 | 333143320 | 324803380 | 61650780 | 88.08% | 18.98% | 210522080 | 86.36% | 86.36% | 86.36% | 18.98%
14000 | 12000 | 27460 | 90 | 1031192000 | 1031.192 | 0.2095 | 62396000 | 62.396 | 90516300 | 90.5163 | 15.0317 | 6.1583 | 20391020 | 17478010 | 39995520 | 8583155 | 253387300 | 5525804 | 77864550 | 331251850 | 325726046 | 72338746 | 92.9% | 22.21% | 202709840 | 86.14% | 86.14% | 86.14% | 22.21%
3000 | 13000 | 27460 | 10 | 1031196000 | 1031.196 | 0.20716 | 65279770 | 65.2798 | 47045050 | 47.0451 | 24.2096 | 4.0777 | 4369504 | 18934520 | 39995520 | 896033 | 270138700 | 9210128 | 63299544 | 333438244 | 324228116 | 54089416 | 85.45% | 16.68% | 216110960 | 86.18% | 86.18% | 86.18% | 16.68%
16077 | 12000 | 22054 | 50 | 1031213000 | 1031.213 | 0.20813 | 63379900 | 63.3799 | 75704860 | 75.7049 | 17.0032 | 5.5937 | 23416170 | 17478010 | 32121680 | 4840415 | 259763400 | 7670356 | 73015860 | 332779260 | 325108904 | 65345504 | 89.49% | 20.1% | 207810720 | 86.38% | 86.38% | 86.38% | 20.1%
7000 | 13000 | 27460 | 45 | 1031217000 | 1031.217 | 0.20832 | 64078680 | 64.0787 | 65174050 | 65.174 | 19.0248 | 5.066 | 10195510 | 18934520 | 39995520 | 4033809 | 263084800 | 7376747 | 69125550 | 332210350 | 324833603 | 61748803 | 89.33% | 19.01% | 210467840 | 86.07% | 86.07% | 86.07% | 19.01%
2000 | 15936 | 27460 | 35 | 1031218000 | 1031.218 | 0.20814 | 64644290 | 64.6443 | 56647960 | 56.648 | 21.1305 | 4.6118 | 2913002 | 23210800 | 39995520 | 3037308 | 266117300 | 7653161 | 66119322 | 332236622 | 324583461 | 58466161 | 88.43% | 18.01% | 212893840 | 85.96% | 85.96% | 85.96% | 18.01%
14000 | 10000 | 27460 | 70 | 1031219000 | 1031.219 | 0.2089 | 62971080 | 62.9711 | 81874300 | 81.8743 | 16.118 | 5.8313 | 20391020 | 14565010 | 39995520 | 6649827 | 256906000 | 6470752 | 74951550 | 331857550 | 325386798 | 68480798 | 91.37% | 21.05% | 205524800 | 86.2% | 86.2% | 86.2% | 21.05%
16000 | 15936 | 22054 | 90 | 1031225000 | 1031.225 | 0.20942 | 62246920 | 62.2469 | 92796880 | 92.7969 | 14.7541 | 6.2558 | 23304020 | 23210800 | 32121680 | 8724999 | 252801700 | 5659292 | 78636500 | 331438200 | 325778908 | 72977208 | 92.8% | 22.4% | 202241360 | 86.22% | 86.22% | 86.22% | 22.4%
14000 | 13000 | 27460 | 100 | 1031302000 | 1031.302 | 0.2098 | 62116730 | 62.1167 | 94837300 | 94.8373 | 14.5453 | 6.3145 | 20391020 | 18934520 | 39995520 | 9542053 | 251662500 | 5088575 | 79321060 | 330983560 | 325894985 | 74232485 | 93.58% | 22.78% | 201330000 | 86.12% | 86.12% | 86.12% | 22.78%
14000 | 10000 | 22054 | 10 | 1031323000 | 1031.323 | 0.20676 | 64624770 | 64.6248 | 57046720 | 57.0467 | 20.8118 | 4.7023 | 20391020 | 14565010 | 32121680 | 1028407 | 267236000 | 9883435 | 67077710 | 334313710 | 324430275 | 57194275 | 85.27% | 17.63% | 213788800 | 86.57% | 86.57% | 86.57% | 17.63%
16000 | 3000 | 27460 | 10 | 1031341000 | 1031.341 | 0.2067 | 64548350 | 64.5483 | 58216800 | 58.2168 | 20.487 | 4.7715 | 23304020 | 4369504 | 39995520 | 1056458 | 266788800 | 9995224 | 67669044 | 334457844 | 324462620 | 57673820 | 85.23% | 17.78% | 213431040 | 86.64% | 86.64% | 86.64% | 17.78%
16000 | 12000 | 22054 | 50 | 1031384000 | 1031.384 | 0.20818 | 63399620 | 63.3996 | 75578220 | 75.5782 | 17.0081 | 5.5922 | 23304020 | 17478010 | 32121680 | 4826228 | 259848500 | 7650360 | 72903710 | 332752210 | 325101850 | 65253350 | 89.51% | 20.07% | 207878800 | 86.37% | 86.37% | 86.37% | 20.07%
11000 | 14000 | 22054 | 30 | 1031426000 | 1031.426 | 0.20766 | 64250260 | 64.2503 | 62796470 | 62.7965 | 19.4546 | 4.9813 | 16021510 | 20391020 | 32121680 | 2777019 | 264628700 | 8484727 | 68534210 | 333162910 | 324678183 | 60049483 | 87.62% | 18.5% | 211702960 | 86.31% | 86.31% | 86.31% | 18.5%
13000 | 7000 | 27460 | 30 | 1031427000 | 1031.427 | 0.20759 | 64172720 | 64.1727 | 63966550 | 63.9665 | 19.1813 | 5.0459 | 18934520 | 10195510 | 39995520 | 2822124 | 264176800 | 8590113 | 69125550 | 333302350 | 324712237 | 60535437 | 87.57% | 18.64% | 211341440 | 86.37% | 86.37% | 86.37% | 18.64%
16077 | 6000 | 27460 | 45 | 1031428000 | 1031.428 | 0.20802 | 63576460 | 63.5765 | 72956450 | 72.9565 | 17.4376 | 5.4771 | 23416170 | 8739007 | 39995520 | 4333743 | 260781500 | 7917321 | 72150697 | 332932197 | 325014876 | 64233376 | 89.03% | 19.76% | 208625200 | 86.39% | 86.39% | 86.39% | 19.76%
13000 | 10000 | 22054 |  | 1031453000 | 1031.453 | 0.20635 | 64961390 | 64.9614 | 52101970 | 52.102 | 22.2227 | 4.4314 | 18934520 | 14565010 | 32121680 |  | 269218700 | 10585420 | 65621210 | 334839910 | 324254490 | 55035790 | 83.87% | 16.97% | 215374960 | 86.66% | 86.66% | 86.66% | 16.97%
5000 | 14000 | 27460 | 40 | 1031460000 | 1031.46 | 0.20828 | 64354700 | 64.3547 | 61255550 | 61.2555 | 19.8938 | 4.8697 | 7282506 | 20391020 | 39995520 | 3526382 | 264562800 | 7521873 | 67669046 | 332231846 | 324709973 | 60147173 | 88.88% | 18.52% | 211650240 | 86.02% | 86.02% | 86.02% | 18.52%
9000 | 13000 | 22054 |  | 1031495000 | 1031.495 | 0.20655 | 65197420 | 65.1974 | 48585970 | 48.586 | 23.4617 | 4.2093 | 13108510 | 18934520 | 32121680 |  | 270296600 | 10279710 | 64164710 | 334461310 | 324181600 | 53885000 | 83.98% | 16.62% | 216237280 | 86.5% | 86.5% | 86.5% | 16.62%
13000 | 12000 | 22054 | 25 | 1031501000 | 1031.501 | 0.20742 | 64281910 | 64.2819 | 62393970 | 62.394 | 19.5094 | 4.9742 | 18934520 | 17478010 | 32121680 | 2371756 | 264993900 | 8890552 | 68534210 | 333528110 | 324637558 | 59643658 | 87.03% | 18.37% | 211995120 | 86.41% | 86.41% | 86.41% | 18.37%
7000 | 12000 | 27460 | 35 | 1031530000 | 1031.53 | 0.20803 | 64386070 | 64.3861 | 60853050 | 60.8531 | 19.9526 | 4.8619 | 10195510 | 17478010 | 39995520 | 3122382 | 264926900 | 7926434 | 67669040 | 332595940 | 324669506 | 59742606 | 88.29% | 18.4% | 211941520 | 86.12% | 86.12% | 86.12% | 18.4%
11000 | 6000 | 27460 |  | 1031539000 | 1031.539 | 0.20648 | 65122700 | 65.1227 | 49756050 | 49.7561 | 23.0228 | 4.2855 | 16021510 | 8739007 | 39995520 |  | 269856500 | 10401350 | 64756037 | 334612537 | 324211187 | 54354687 | 83.94% | 16.77% | 215885200 | 86.56% | 86.56% | 86.56% | 16.77%
14000 | 8000 | 27460 | 50 | 1031540000 | 1031.54 | 0.20831 | 63565600 | 63.5656 | 73232300 | 73.2323 | 17.4022 | 5.4802 | 20391020 | 11652010 | 39995520 | 4721070 | 260505800 | 7496262 | 72038550 | 332544350 | 325048088 | 64542288 | 89.59% | 19.86% | 208404640 | 86.28% | 86.28% | 86.28% | 19.86%
9000 | 15936 | 22054 | 35 | 1031544000 | 1031.544 | 0.20795 | 64235700 | 64.2357 | 63133620 | 63.1336 | 19.394 | 4.9897 | 13108510 | 23210800 | 32121680 | 3174219 | 264335900 | 8063567 | 68440990 | 332776890 | 324713323 | 60377423 | 88.22% | 18.59% | 211468720 | 86.2% | 86.2% | 86.2% | 18.59%
3000 | 15936 | 27460 | 45 | 1031584000 | 1031.584 | 0.20857 | 64340550 | 64.3405 | 61592700 | 61.5927 | 19.8293 | 4.8787 | 4369504 | 23210800 | 39995520 | 3922970 | 264271600 | 7102471 | 67575824 | 331847424 | 324744953 | 60473353 | 89.49% | 18.62% | 211417280 | 85.91% | 85.91% | 85.91% | 18.62%
14000 | 13000 | 22054 | 45 | 1031588000 | 1031.588 | 0.20813 | 63673060 | 63.6731 | 71659720 | 71.6597 | 17.6596 | 5.4159 | 20391020 | 18934520 | 32121680 | 4253471 | 261315700 | 7791242 | 71447220 | 332762920 | 324971678 | 63655978 | 89.1% | 19.59% | 209052560 | 86.32% | 86.32% | 86.32% | 19.59%
16000 | 6000 | 27460 | 45 | 1031599000 | 1031.599 | 0.20807 | 63596180 | 63.5962 | 72829800 | 72.8298 | 17.4435 | 5.4754 | 23304020 | 8739007 | 39995520 | 4320703 | 260866600 | 7897185 | 72038547 | 332905147 | 325007962 | 64141362 | 89.04% | 19.74% | 208693280 | 86.38% | 86.38% | 86.38% | 19.74%
9000 | 10000 | 27460 | 30 | 1031601000 | 1031.601 | 0.20779 | 64417440 | 64.4174 | 60450550 | 60.4505 | 20.012 | 4.8541 | 13108510 | 14565010 | 39995520 | 2718381 | 265291000 | 8330995 | 67669040 | 332960040 | 324629045 | 59338045 | 87.69% | 18.28% | 212232800 | 86.22% | 86.22% | 86.22% | 18.28%
11000 | 8000 | 27460 | 25 | 1031674000 | 1031.674 | 0.20755 | 64449010 | 64.449 | 60048050 | 60.0481 | 20.0716 | 4.8463 | 16021510 | 11652010 | 39995520 | 2313488 | 265655900 | 8736449 | 67669040 | 333324940 | 324588491 | 58932591 | 87.09% | 18.16% | 212524720 | 86.32% | 86.32% | 86.32% | 18.16%
16077 | 5000 | 27460 | 35 | 1031716000 | 1031.716 | 0.20773 | 63882200 | 63.8822 | 68635450 | 68.6355 | 18.1776 | 5.2906 | 23416170 | 7282506 | 39995520 | 3366670 | 262616700 | 8465676 | 70694196 | 333310896 | 324845220 | 62228520 | 88.02% | 19.16% | 210093360 | 86.44% | 86.44% | 86.44% | 19.16%
3000 | 12000 | 27460 |  | 1031759000 | 1031.759 | 0.20688 | 65603770 | 65.6038 | 42724050 | 42.724 | 25.9299 | 3.8243 | 4369504 | 17478010 | 39995520 |  | 272050000 | 9827462 | 61843034 | 333893034 | 324065572 | 52015572 | 84.11% | 16.05% | 217640000 | 86.24% | 86.24% | 86.24% | 16.05%
13000 | 6000 | 27460 | 20 | 1031760000 | 1031.76 | 0.20731 | 64481380 | 64.4814 | 59645550 | 59.6456 | 20.1303 | 4.8386 | 18934520 | 8739007 | 39995520 | 1904855 | 266024200 | 9145650 | 67669047 | 333693247 | 324547597 | 58523397 | 86.48% | 18.03% | 212819360 | 86.42% | 86.42% | 86.42% | 18.03%
11000 | 13000 | 22054 | 20 | 1031764000 | 1031.764 | 0.20738 | 64559270 | 64.5593 | 58475470 | 58.4755 | 20.4392 | 4.7711 | 16021510 | 18934520 | 32121680 | 1869985 | 266477500 | 9040689 | 67077710 | 333555210 | 324514521 | 58037021 | 86.52% | 17.88% | 213182000 | 86.36% | 86.36% | 86.36% | 17.88%
2000 | 14000 | 27460 | 15 | 1031778000 | 1031.778 | 0.20754 | 65250320 | 65.2503 | 48071300 | 48.0713 | 23.7669 | 4.1462 | 2913002 | 20391020 | 39995520 | 1312033 | 269763700 | 8793551 | 63299542 | 333063242 | 324269691 | 54505991 | 86.11% | 16.81% | 215810960 | 86.07% | 86.07% | 86.07% | 16.81%
16077 | 10000 | 22054 | 30 | 1031781000 | 1031.781 | 0.20756 | 63990770 | 63.9908 | 67062860 | 67.0629 | 18.4646 | 5.2229 | 23416170 | 14565010 | 32121680 | 2906399 | 263431200 | 8764545 | 70102860 | 333534060 | 324769515 | 61338315 | 87.5% | 18.89% | 210744960 | 86.48% | 86.48% | 86.48% | 18.89%
5000 | 15936 | 22054 |  | 1031790000 | 1031.79 | 0.2068 | 65454560 | 65.4546 | 45004620 | 45.0046 | 24.8758 | 3.9802 | 7282506 | 23210800 | 32121680 |  | 271463700 | 9974592 | 62614986 | 334078686 | 324104094 | 52640394 | 84.07% | 16.24% | 217170960 | 86.33% | 86.33% | 86.33% | 16.24%
5000 | 13000 | 27460 | 30 | 1031791000 | 1031.791 | 0.20799 | 64663260 | 64.6633 | 56934550 | 56.9346 | 20.9383 | 4.6557 | 7282506 | 18934520 | 39995520 | 2637599 | 266409700 | 8074130 | 66212546 | 332622246 | 324548116 | 58138416 | 87.81% | 17.91% | 213127760 | 86.07% | 86.07% | 86.07% | 17.91%
14000 | 7000 | 27460 | 40 | 1031818000 | 1031.818 | 0.20802 | 63870620 | 63.8706 | 68911300 | 68.9113 | 18.1398 | 5.2941 | 20391020 | 10195510 | 39995520 | 3759640 | 262338000 | 8041070 | 70582050 | 332920050 | 324878980 | 62540980 | 88.61% | 19.25% | 209870400 | 86.33% | 86.33% | 86.33% | 19.25%
| 15936 | 27460 | 20 | 1031870000 | 1031.87 | 0.20783 | 65234070 | 65.2341 | 48408460 | 48.4085 | 23.6723 | 4.1581 |  | 23210800 | 39995520 | 1722748 | 269463900 | 8364027 | 63206320 | 332670220 | 324306193 | 54842293 | 86.77% | 16.91% | 215571120 | 85.96% | 85.96% | 85.96% | 16.91%
14000 | 12000 | 22054 | 35 | 1031882000 | 1031.882 | 0.20784 | 63979210 | 63.9792 | 67338720 | 67.3387 | 18.4253 | 5.2266 | 20391020 | 17478010 | 32121680 | 3300240 | 263152600 | 8339940 | 69990710 | 333143310 | 324803370 | 61650770 | 88.08% | 18.98% | 210522080 | 86.36% | 86.36% | 86.36% | 18.98%
16000 | 5000 | 27460 | 35 | 1031888000 | 1031.888 | 0.20778 | 63901990 | 63.902 | 68508800 | 68.5088 | 18.1851 | 5.2886 | 23304020 | 7282506 | 39995520 | 3355640 | 262702100 | 8445631 | 70582046 | 333284146 | 324838515 | 62136415 | 88.03% | 19.13% | 210161680 | 86.43% | 86.43% | 86.43% | 19.13%
16000 | 10000 | 22054 | 30 | 1031953000 | 1031.953 | 0.2076 | 64010580 | 64.0106 | 66936220 | 66.9362 | 18.4727 | 5.2208 | 23304020 | 14565010 | 32121680 | 2896240 | 263516700 | 8744500 | 69990710 | 333507410 | 324762910 | 61246210 | 87.51% | 18.86% | 210813360 | 86.46% | 86.46% | 86.46% | 18.86%
16077 | 4000 | 27460 | 25 | 1032022000 | 1032.022 | 0.20745 | 64189090 | 64.1891 | 64314440 | 64.3144 | 19.0048 | 5.0943 | 23416170 | 5826005 | 39995520 | 2425617 | 264456700 | 9016240 | 69237695 | 333694395 | 324678155 | 60221455 | 86.98% | 18.55% | 211565360 | 86.49% | 86.49% | 86.49% | 18.55%
11000 | 13000 | 27460 | 80 | 1032027000 | 1032.027 | 0.20953 | 62929900 | 62.9299 | 83303050 | 83.303 | 15.8793 | 5.8911 | 16021510 | 18934520 | 39995520 | 7378959 | 256248900 | 5740609 | 74951550 | 331200450 | 325459841 | 69210941 | 92.34% | 21.27% | 204999120 | 86.02% | 86.02% | 86.02% | 21.27%
11000 | 14000 | 27460 | 90 | 1032038000 | 1032.038 | 0.20983 | 62643960 | 62.644 | 87624050 | 87.624 | 15.3273 | 6.0565 | 16021510 | 20391020 | 39995520 | 8326766 | 254496200 | 5276651 | 76408050 | 330904250 | 325627599 | 71131399 | 93.09% | 21.84% | 203596960 | 85.99% | 85.99% | 85.99% | 21.84%
11000 | 7000 | 27460 | 15 | 1032050000 | 1032.05 | 0.20727 | 64760580 | 64.7606 | 55727050 | 55.727 | 21.1391 | 4.6294 | 16021510 | 10195510 | 39995520 | 1410772 | 267515400 | 9302659 | 66212540 | 333727940 | 324425281 | 56909881 | 85.95% | 17.54% | 214012320 | 86.38% | 86.38% | 86.38% | 17.54%
9000 | 14000 | 22054 | 15 | 1032059000 | 1032.059 | 0.20734 | 64838780 | 64.8388 | 54556970 | 54.557 | 21.4886 | 4.5591 | 13108510 | 20391020 | 32121680 | 1385462 | 267970000 | 9198039 | 65621210 | 333591210 | 324393171 | 56423171 | 85.98% | 17.39% | 214376000 | 86.31% | 86.31% | 86.31% | 17.39%
16077 | 2000 | 27460 |  | 1032061000 | 1032.061 | 0.20638 | 64874330 | 64.8743 | 54022440 | 54.0224 | 21.53 | 4.5654 | 23416170 | 2913002 | 39995520 |  | 268705400 | 10740480 | 66324692 | 335030092 | 324289612 | 55584212 | 83.81% | 17.14% | 214964320 | 86.74% | 86.74% | 86.74% | 17.14%
3000 | 14000 | 27460 | 25 | 1032065000 | 1032.065 | 0.20795 | 64941380 | 64.9414 | 53016050 | 53.016 | 22.0574 | 4.4399 | 4369504 | 20391020 | 39995520 | 2174786 | 267896400 | 8223542 | 64756044 | 332652444 | 324428902 | 56532502 | 87.3% | 17.43% | 214317120 | 86.02% | 86.02% | 86.02% | 17.43%
11000 | 12000 | 27460 | 70 | 1032067000 | 1032.067 | 0.20923 | 63219120 | 63.2191 | 78982050 | 78.9821 | 16.4805 | 5.7192 | 16021510 | 17478010 | 39995520 | 6439464 | 258015300 | 6217359 | 73495040 | 331510340 | 325292981 | 67277681 | 91.54% | 20.68% | 206412240 | 86.05% | 86.05% | 86.05% | 20.68%
13000 | 15936 | 22054 | 70 | 1032090000 | 1032.09 | 0.20915 | 63069370 | 63.0694 | 81262620 | 81.2626 | 16.1295 | 5.827 | 18934520 | 23210800 | 32121680 | 6548781 | 257426800 | 6351318 | 74267000 | 331693800 | 325342482 | 67915682 | 91.45% | 20.88% | 205941440 | 86.13% | 86.13% | 86.13% | 20.88%
14000 | 6000 | 27460 | 30 | 1032119000 | 1032.119 | 0.20773 | 64177230 | 64.1772 | 64590300 | 64.5903 | 18.9631 | 5.0984 | 20391020 | 8739007 | 39995520 | 2822124 | 264176800 | 8590113 | 69125547 | 333302347 | 324712234 | 60535434 | 87.57% | 18.64% | 211341440 | 86.37% | 86.37% | 86.37% | 18.64%
7000 | 15936 | 22054 | 20 | 1032145000 | 1032.145 | 0.20763 | 64822130 | 64.8221 | 54894130 | 54.8941 | 21.4154 | 4.5689 | 10195510 | 23210800 | 32121680 | 1795843 | 267668400 | 8766836 | 65527990 | 333196390 | 324429554 | 56761154 | 86.62% | 17.5% | 214134720 | 86.2% | 86.2% | 86.2% | 17.5%
5000 | 12000 | 27460 | 20 | 1032148000 | 1032.148 | 0.20771 | 64973540 | 64.9735 | 52613550 | 52.6135 | 22.1351 | 4.4298 | 7282506 | 17478010 | 39995520 | 1767138 | 268263800 | 8631755 | 64756036 | 333019836 | 324388081 | 56124281 | 86.67% | 17.3% | 214611040 | 86.12% | 86.12% | 86.12% | 17.3%
13000 | 5000 | 27460 | 10 | 1032177000 | 1032.177 | 0.20703 | 64795640 | 64.7956 | 55324550 | 55.3246 | 21.2025 | 4.6215 | 18934520 | 7282506 | 39995520 | 989703.2 | 267894900 | 9724313 | 66212546 | 334107446 | 324383133 | 56488233 | 85.31% | 17.41% | 214315920 | 86.48% | 86.48% | 86.48% | 17.41%
11000 | 12000 | 22054 | 10 | 1032180000 | 1032.18 | 0.2071 | 64873490 | 64.8735 | 54154470 | 54.1545 | 21.5558 | 4.5506 | 16021510 | 17478010 | 32121680 | 966049.5 | 268348000 | 9618033 | 65621200 | 333969200 | 324351167 | 56003167 | 85.34% | 17.27% | 214678400 | 86.42% | 86.42% | 86.42% | 17.27%
16000 | 4000 | 27460 | 25 | 1032195000 | 1032.195 | 0.20749 | 64208930 | 64.2089 | 64187800 | 64.1878 | 19.0142 | 5.092 | 23304020 | 5826005 | 39995520 | 2416608 | 264542300 | 8996192 | 69125545 | 333667845 | 324671653 | 60129353 | 86.99% | 18.52% | 211633840 | 86.47% | 86.47% | 86.47% | 18.52%
16000 | 2000 | 27460 |  | 1032218000 | 1032.218 | 0.20642 | 64893180 | 64.8932 | 53895800 | 53.8958 | 21.5487 | 4.5617 | 23304020 | 2913002 | 39995520 |  | 268786800 | 10715390 | 66212542 | 334999342 | 324283952 | 55497152 | 83.82% | 17.11% | 215029440 | 86.73% | 86.73% | 86.73% | 17.11%
13000 | 14000 | 22054 | 50 | 1032224000 | 1032.224 | 0.20851 | 63647170 | 63.6472 | 72685970 | 72.686 | 17.4327 | 5.4713 | 18934520 | 20391020 | 32121680 | 4652996 | 260955600 | 7391163 | 71447220 | 332402820 | 325011657 | 64056057 | 89.66% | 19.71% | 208764480 | 86.22% | 86.22% | 86.22% | 19.71%
7000 | 10000 | 27460 | 15 | 1032250000 | 1032.25 | 0.20747 | 65007020 | 65.007 | 52211050 | 52.2111 | 22.2111 | 4.42 | 10195510 | 14565010 | 39995520 | 1353412 | 268636700 | 9046055 | 64756040 | 333392740 | 324346685 | 55709985 | 86.03% | 17.18% | 214909360 | 86.22% | 86.22% | 86.22% | 17.18%
7000 | 14000 | 27460 | 60 | 1032341000 | 1032.341 | 0.20913 | 63757130 | 63.7571 | 71145050 | 71.145 | 17.7594 | 5.3687 | 10195510 | 20391020 | 39995520 | 5341049 | 260912700 | 6457467 | 70582050 | 331494750 | 325037283 | 64124583 | 90.85% | 19.73% | 208730160 | 85.93% | 85.93% | 85.93% | 19.73%
9000 | 8000 | 27460 | 10 | 1032363000 | 1032.363 | 0.20723 | 65041240 | 65.0412 | 51808550 | 51.8085 | 22.2865 | 4.4104 | 13108510 | 11652010 | 39995520 | 936264.3 | 269012700 | 9463782 | 64756040 | 333768740 | 324304958 | 55292258 | 85.39% | 17.05% | 215210160 | 86.33% | 86.33% | 86.33% | 17.05%
7000 | 15936 | 27460 | 80 | 1032374000 | 1032.374 | 0.20977 | 63190470 | 63.1905 | 79721700 | 79.7217 | 16.3808 | 5.7347 | 10195510 | 23210800 | 39995520 | 7154505 | 257430300 | 5472267 | 73401830 | 330832130 | 325359863 | 67929563 | 92.54% | 20.88% | 205944240 | 85.86% | 85.86% | 85.86% | 20.88%
11000 | 10000 | 27460 | 50 | 1032387000 | 1032.387 | 0.20864 | 63813620 | 63.8136 | 70340050 | 70.3401 | 17.855 | 5.3561 | 16021510 | 14565010 | 39995520 | 4561932 | 261614900 | 7237664 | 70582040 | 332196940 | 324959276 | 63344376 | 89.75% | 19.49% | 209291920 | 86.13% | 86.13% | 86.13% | 19.49%
16077 | 3000 | 27460 | 15 | 1032392000 | 1032.392 | 0.20716 | 64500210 | 64.5002 | 59993440 | 59.9934 | 19.9314 | 4.8886 | 23416170 | 4369504 | 39995520 | 1494606 | 266314300 | 9583387 | 67781194 | 334095494 | 324512107 | 58197807 | 85.86% | 17.93% | 213051440 | 86.54% | 86.54% | 86.54% | 17.93%
16077 | 10000 | 27460 | 90 | 1032404000 | 1032.404 | 0.20973 | 62385260 | 62.3853 | 91890450 | 91.8905 | 14.7646 | 6.2507 | 23416170 | 14565010 | 39995520 | 8603465 | 253302100 | 5545053 | 77976700 | 331278800 | 325733747 | 72431647 | 92.89% | 22.24% | 202641680 | 86.15% | 86.15% | 86.15% | 22.24%
16077 | 8000 | 27460 | 70 | 1032432000 | 1032.432 | 0.20913 | 62960340 | 62.9603 | 83248450 | 83.2485 | 15.8101 | 5.9282 | 23416170 | 11652010 | 39995520 | 6666832 | 256820800 | 6490342 | 75063700 | 331884500 | 325394158 | 68573358 | 91.35% | 21.07% | 205456640 | 86.21% | 86.21% | 86.21% | 21.07%
13000 | 8000 | 27460 | 45 | 1032439000 | 1032.439 | 0.2084 | 63843760 | 63.8438 | 69937550 | 69.9376 | 17.9004 | 5.3505 | 18934520 | 11652010 | 39995520 | 4163640 | 261973900 | 7636510 | 70582050 | 332555950 | 324919440 | 62945540 | 89.18% | 19.37% | 209579120 | 86.22% | 86.22% | 86.22% | 19.37%
14000 | 5000 | 27460 | 20 | 1032452000 | 1032.452 | 0.20745 | 64485890 | 64.4859 | 60269300 | 60.2693 | 19.889 | 4.8925 | 20391020 | 7282506 | 39995520 | 1904855 | 266024200 | 9145650 | 67669046 | 333693246 | 324547596 | 58523396 | 86.48% | 18.03% | 212819360 | 86.42% | 86.42% | 86.42% | 18.03%
3000 | 13000 | 27460 | 15 | 1032470000 | 1032.47 | 0.20768 | 65254830 | 65.2548 | 48695050 | 48.6951 | 23.4281 | 4.203 | 4369504 | 18934520 | 39995520 | 1312033 | 269763700 | 8793551 | 63299544 | 333063244 | 324269693 | 54505993 | 86.11% | 16.81% | 215810960 | 86.07% | 86.07% | 86.07% | 16.81%
13000 | 13000 | 22054 | 40 | 1032504000 | 1032.504 | 0.20823 | 63952350 | 63.9524 | 68364970 | 68.365 | 18.1776 | 5.2839 | 18934520 | 18934520 | 32121680 | 3704240 | 262788500 | 7935379 | 69990720 | 332779220 | 324843841 | 62055341 | 88.66% | 19.1% | 210230800 | 86.26% | 86.26% | 86.26% | 19.1%
2000 | 15936 | 27460 | 40 | 1032531000 | 1032.531 | 0.20867 | 64621940 | 64.6219 | 58297960 | 58.298 | 20.5415 | 4.7283 | 2913002 | 23210800 | 39995520 | 3441308 | 265753200 | 7248600 | 66119322 | 331872522 | 324623922 | 58870722 | 89.04% | 18.14% | 212602560 | 85.86% | 85.86% | 85.86% | 18.14%
16077 | 8000 | 22054 | 10 | 1032535000 | 1032.535 | 0.20699 | 64614070 | 64.6141 | 58420860 | 58.4209 | 20.2884 | 4.8146 | 23416170 | 11652010 | 32121680 | 1033776 | 267150800 | 9904329 | 67189860 | 334340660 | 324436331 | 57285531 | 85.26% | 17.66% | 213720640 | 86.58% | 86.58% | 86.58% | 17.66%
16077 | 7000 | 27460 | 60 | 1032537000 | 1032.537 | 0.20883 | 63253970 | 63.254 | 78927450 | 78.9274 | 16.4004 | 5.7578 | 23416170 | 10195510 | 39995520 | 5705175 | 258605500 | 6987708 | 73607200 | 332212700 | 325224992 | 66619492 | 90.51% | 20.48% | 206884400 | 86.25% | 86.25% | 86.25% | 20.48%
7000 | 13000 | 27460 | 50 | 1032555000 | 1032.555 | 0.20884 | 64057940 | 64.0579 | 66824050 | 66.824 | 18.5493 | 5.1763 | 10195510 | 18934520 | 39995520 | 4430342 | 262727400 | 6979663 | 69125550 | 331852950 | 324873287 | 62145887 | 89.9% | 19.13% | 210181920 | 85.97% | 85.97% | 85.97% | 19.13%
14000 | 10000 | 22054 | 15 | 1032564000 | 1032.564 | 0.20728 | 64597670 | 64.5977 | 58696720 | 58.6967 | 20.2477 | 4.8181 | 20391020 | 14565010 | 32121680 | 1454357 | 266852100 | 9456894 | 67077710 | 333929810 | 324472916 | 57620816 | 85.9% | 17.76% | 213481680 | 86.47% | 86.47% | 86.47% | 17.76%
16000 | 3000 | 27460 | 15 | 1032564000 | 1032.564 | 0.20721 | 64520060 | 64.5201 | 59866800 | 59.8668 | 19.9433 | 4.8858 | 23304020 | 4369504 | 39995520 | 1487911 | 266399900 | 9563172 | 67669044 | 334068944 | 324505772 | 58105872 | 85.87% | 17.91% | 213119920 | 86.53% | 86.53% | 86.53% | 17.91%
16000 | 10000 | 27460 | 90 | 1032575000 | 1032.575 | 0.20978 | 62405020 | 62.405 | 91763800 | 91.7638 | 14.7656 | 6.2502 | 23304020 | 14565010 | 39995520 | 8583155 | 253387300 | 5525804 | 77864550 | 331251850 | 325726046 | 72338746 | 92.9% | 22.21% | 202709840 | 86.14% | 86.14% | 86.14% | 22.21%
16000 | 8000 | 27460 | 70 | 1032603000 | 1032.603 | 0.20918 | 62980100 | 62.9801 | 83121800 | 83.1218 | 15.8127 | 5.9271 | 23304020 | 11652010 | 39995520 | 6649827 | 256906000 | 6470752 | 74951550 | 331857550 | 325386798 | 68480798 | 91.37% | 21.05% | 205524800 | 86.2% | 86.2% | 86.2% | 21.05%
| 14000 | 27460 |  | 1032631000 | 1032.631 | 0.20723 | 65853420 | 65.8534 | 39831800 | 39.8318 | 27.2788 | 3.6411 |  | 20391020 | 39995520 |  | 273165800 | 9559670 | 60386540 | 333552340 | 323992670 | 50826870 | 84.17% | 15.69% | 218532640 | 86.09% | 86.09% | 86.09% | 15.69%
14000 | 14000 | 22054 | 60 | 1032699000 | 1032.699 | 0.20895 | 63350720 | 63.3507 | 77630720 | 77.6307 | 16.5904 | 5.7002 | 20391020 | 20391020 | 32121680 | 5611945 | 259140400 | 6863553 | 72903720 | 332044120 | 325180567 | 66040167 | 90.59% | 20.31% | 207312320 | 86.17% | 86.17% | 86.17% | 20.31%
16000 | 8000 | 22054 | 10 | 1032706000 | 1032.706 | 0.20704 | 64633790 | 64.6338 | 58294220 | 58.2942 | 20.3016 | 4.8117 | 23304020 | 11652010 | 32121680 | 1028407 | 267236000 | 9883435 | 67077710 | 334313710 | 324430275 | 57194275 | 85.27% | 17.63% | 213788800 | 86.57% | 86.57% | 86.57% | 17.63%
16000 | 7000 | 27460 | 60 | 1032708000 | 1032.708 | 0.20888 | 63273700 | 63.2737 | 78800800 | 78.8008 | 16.4042 | 5.7565 | 23304020 | 10195510 | 39995520 | 5690034 | 258690700 | 6967830 | 73495050 | 332185750 | 325217920 | 66527220 | 90.52% | 20.46% | 206952560 | 86.23% | 86.23% | 86.23% | 20.46%
11000 | 14000 | 22054 | 35 | 1032740000 | 1032.74 | 0.20818 | 64227920 | 64.2279 | 64446470 | 64.4465 | 18.9578 | 5.0935 | 16021510 | 20391020 | 32121680 | 3181019 | 264264600 | 8080166 | 68534210 | 332798810 | 324718644 | 60454044 | 88.21% | 18.62% | 211411680 | 86.21% | 86.21% | 86.21% | 18.62%
13000 | 7000 | 27460 | 35 | 1032741000 | 1032.741 | 0.20811 | 64150370 | 64.1504 | 65616550 | 65.6166 | 18.6989 | 5.1573 | 18934520 | 10195510 | 39995520 | 3226124 | 263812700 | 8185553 | 69125550 | 332938250 | 324752697 | 60939997 | 88.16% | 18.77% | 211050160 | 86.27% | 86.27% | 86.27% | 18.77%
14000 | 15936 | 22054 | 80 | 1032747000 | 1032.747 | 0.20959 | 62785000 | 62.785 | 86207380 | 86.2074 | 15.4149 | 6.0421 | 20391020 | 23210800 | 32121680 | 7498709 | 255661900 | 5874931 | 75723500 | 331385400 | 325510469 | 69848569 | 92.24% | 21.46% | 204529520 | 86.1% | 86.1% | 86.1% | 21.46%
16077 | 6000 | 27460 | 50 | 1032753000 | 1032.753 | 0.20854 | 63554860 | 63.5549 | 74606450 | 74.6064 | 17.0409 | 5.582 | 23416170 | 8739007 | 39995520 | 4734270 | 260420500 | 7516238 | 72150697 | 332571197 | 325054959 | 64634459 | 89.58% | 19.88% | 208336400 | 86.29% | 86.29% | 86.29% | 19.88%
5000 | 14000 | 27460 | 45 | 1032778000 | 1032.778 | 0.2088 | 64332690 | 64.3327 | 62905550 | 62.9055 | 19.3731 | 4.9827 | 7282506 | 20391020 | 39995520 | 3928811 | 264200100 | 7118885 | 67669046 | 331869146 | 324750261 | 60550161 | 89.48% | 18.65% | 211360080 | 85.92% | 85.92% | 85.92% | 18.65%
13000 | 12000 | 22054 | 30 | 1032810000 | 1032.81 | 0.20794 | 64259290 | 64.2593 | 64043970 | 64.044 | 19.0096 | 5.0869 | 18934520 | 17478010 | 32121680 | 2777019 | 264628700 | 8484727 | 68534210 | 333162910 | 324678183 | 60049483 | 87.62% | 18.5% | 211702960 | 86.31% | 86.31% | 86.31% | 18.5%
7000 | 12000 | 27460 | 40 | 1032844000 | 1032.844 | 0.20856 | 64363720 | 64.3637 | 62503050 | 62.5031 | 19.4288 | 4.9754 | 10195510 | 17478010 | 39995520 | 3526382 | 264562800 | 7521873 | 67669040 | 332231840 | 324709967 | 60147167 | 88.88% | 18.52% | 211650240 | 86.02% | 86.02% | 86.02% | 18.52%
9000 | 15936 | 22054 | 40 | 1032857000 | 1032.857 | 0.20847 | 64213360 | 64.2134 | 64783620 | 64.7836 | 18.9002 | 5.1015 | 13108510 | 23210800 | 32121680 | 3578219 | 263971700 | 7659006 | 68440990 | 332412690 | 324753684 | 60781984 | 88.81% | 18.72% | 211177360 | 86.1% | 86.1% | 86.1% | 18.72%
14000 | 4000 | 27460 | 10 | 1032868000 | 1032.868 | 0.20717 | 64800150 | 64.8002 | 55948300 | 55.9483 | 20.9332 | 4.6768 | 20391020 | 5826005 | 39995520 | 989703.2 | 267894900 | 9724313 | 66212545 | 334107445 | 324383132 | 56488232 | 85.31% | 17.41% | 214315920 | 86.48% | 86.48% | 86.48% | 17.41%
16077 | 15936 | 13405 |  | 1032882000 | 1032.882 | 0.20656 | 64852010 | 64.852 | 55179950 | 55.1799 | 21.0771 | 4.6572 | 23416170 | 23210800 | 19524400 |  | 268831400 | 10701790 | 66151370 | 334982770 | 324280980 | 55449580 | 83.82% | 17.1% | 215065120 | 86.72% | 86.72% | 86.72% | 17.1%
9000 | 10000 | 27460 | 35 | 1032914000 | 1032.914 | 0.20831 | 64395100 | 64.3951 | 62100550 | 62.1005 | 19.4844 | 4.9682 | 13108510 | 14565010 | 39995520 | 3122382 | 264926900 | 7926434 | 67669040 | 332595940 | 324669506 | 59742606 | 88.29% | 18.4% | 211941520 | 86.12% | 86.12% | 86.12% | 18.4%
14000 | 13000 | 22054 | 50 | 1032915000 | 1032.915 | 0.20865 | 63651680 | 63.6517 | 73309720 | 73.3097 | 17.2516 | 5.5217 | 20391020 | 18934520 | 32121680 | 4652996 | 260955600 | 7391163 | 71447220 | 332402820 | 325011657 | 64056057 | 89.66% | 19.71% | 208764480 | 86.22% | 86.22% | 86.22% | 19.71%
13000 | 4000 | 27460 |  | 1032922000 | 1032.922 | 0.20676 | 65131720 | 65.1317 | 51003550 | 51.0035 | 22.3949 | 4.3992 | 18934520 | 5826005 | 39995520 |  | 269856500 | 10401350 | 64756045 | 334612545 | 324211195 | 54354695 | 83.94% | 16.77% | 215885200 | 86.56% | 86.56% | 86.56% | 16.77%
3000 | 15936 | 27460 | 50 | 1032923000 | 1032.923 | 0.20909 | 64319930 | 64.3199 | 63242700 | 63.2427 | 19.3095 | 4.9919 | 4369504 | 23210800 | 39995520 | 4318970 | 263914800 | 6705921 | 67575824 | 331490624 | 324784703 | 60869903 | 90.08% | 18.74% | 211131840 | 85.81% | 85.81% | 85.81% | 18.74%
16000 | 6000 | 27460 | 50 | 1032924000 | 1032.924 | 0.20859 | 63574620 | 63.5746 | 74479800 | 74.4798 | 17.0459 | 5.5804 | 23304020 | 8739007 | 39995520 | 4721070 | 260505800 | 7496262 | 72038547 | 332544347 | 325048085 | 64542285 | 89.59% | 19.86% | 208404640 | 86.28% | 86.28% | 86.28% | 19.86%
11000 | 8000 | 27460 | 30 | 1032984000 | 1032.984 | 0.20807 | 64426470 | 64.4265 | 61698050 | 61.6981 | 19.5405 | 4.9609 | 16021510 | 11652010 | 39995520 | 2718381 | 265291000 | 8330995 | 67669040 | 332960040 | 324629045 | 59338045 | 87.69% | 18.28% | 212232800 | 86.22% | 86.22% | 86.22% | 18.28%
7000 | 14000 | 22054 |  | 1032988000 | 1032.988 | 0.20703 | 65446920 | 65.4469 | 46317470 | 46.3175 | 24.1396 | 4.0964 | 10195510 | 20391020 | 32121680 |  | 271393100 | 9992511 | 62708210 | 334101310 | 324108799 | 52715699 | 84.07% | 16.26% | 217114480 | 86.34% | 86.34% | 86.34% | 16.26%
9000 | 7000 | 27460 |  | 1033007000 | 1033.007 | 0.20696 | 65370580 | 65.3706 | 47487550 | 47.4875 | 23.6679 | 4.1743 | 13108510 | 10195510 | 39995520 |  | 270946200 | 10107410 | 63299540 | 334245740 | 324138330 | 53192130 | 84.03% | 16.41% | 216756960 | 86.4% | 86.4% | 86.4% | 16.41%
16077 | 5000 | 27460 | 40 | 1033030000 | 1033.03 | 0.20825 | 63859850 | 63.8599 | 70285450 | 70.2854 | 17.7453 | 5.3986 | 23416170 | 7282506 | 39995520 | 3770670 | 262252600 | 8061115 | 70694196 | 332946796 | 324885681 | 62633081 | 88.6% | 19.28% | 209802080 | 86.34% | 86.34% | 86.34% | 19.28%
16000 | 15936 | 13405 |  | 1033040000 | 1033.04 | 0.20661 | 64870920 | 64.8709 | 55053300 | 55.0533 | 21.0944 | 4.6537 | 23304020 | 23210800 | 19524400 |  | 268913100 | 10676960 | 66039220 | 334952320 | 324275360 | 55362260 | 83.83% | 17.07% | 215130480 | 86.71% | 86.71% | 86.71% | 17.07%
13000 | 6000 | 27460 | 25 | 1033058000 | 1033.058 | 0.20783 | 64458030 | 64.458 | 61295550 | 61.2955 | 19.5967 | 4.9536 | 18934520 | 8739007 | 39995520 | 2313488 | 265655900 | 8736449 | 67669047 | 333324947 | 324588498 | 58932598 | 87.09% | 18.16% | 212524720 | 86.32% | 86.32% | 86.32% | 18.16%
2000 | 14000 | 27460 | 20 | 1033062000 | 1033.062 | 0.20806 | 65226040 | 65.226 | 49721300 | 49.7213 | 23.0114 | 4.2708 | 2913002 | 20391020 | 39995520 | 1724929 | 269391600 | 8380082 | 63299542 | 332691142 | 324311060 | 54919460 | 86.76% | 16.93% | 215513280 | 85.97% | 85.97% | 85.97% | 16.93%
11000 | 13000 | 22054 | 25 | 1033063000 | 1033.063 | 0.2079 | 64535960 | 64.536 | 60125470 | 60.1255 | 19.8883 | 4.887 | 16021510 | 18934520 | 32121680 | 2278424 | 266109400 | 8631684 | 67077710 | 333187110 | 324555426 | 58446026 | 87.13% | 18.01% | 212887520 | 86.26% | 86.26% | 86.26% | 18.01%
16077 | 10000 | 22054 | 35 | 1033094000 | 1033.094 | 0.20808 | 63968420 | 63.9684 | 68712860 | 68.7129 | 18.0177 | 5.3322 | 23416170 | 14565010 | 32121680 | 3310400 | 263067100 | 8359985 | 70102860 | 333169960 | 324809975 | 61742875 | 88.07% | 19.01% | 210453680 | 86.38% | 86.38% | 86.38% | 19.01%
5000 | 13000 | 27460 | 35 | 1033104000 | 1033.104 | 0.20851 | 64640910 | 64.6409 | 58584550 | 58.5846 | 20.3575 | 4.7727 | 7282506 | 18934520 | 39995520 | 3041599 | 266045600 | 7669570 | 66212546 | 332258146 | 324588576 | 58542976 | 88.42% | 18.04% | 212836480 | 85.97% | 85.97% | 85.97% | 18.04%
14000 | 7000 | 27460 | 45 | 1033131000 | 1033.131 | 0.20854 | 63848270 | 63.8483 | 70561300 | 70.5613 | 17.7091 | 5.4017 | 20391020 | 10195510 | 39995520 | 4163640 | 261973900 | 7636510 | 70582050 | 332555950 | 324919440 | 62945540 | 89.18% | 19.37% | 209579120 | 86.22% | 86.22% | 86.22% | 19.37%
5000 | 10000 | 27460 |  | 1033143000 | 1033.143 | 0.20716 | 65612800 | 65.6128 | 43971550 | 43.9716 | 25.1279 | 3.9418 | 7282506 | 14565010 | 39995520 |  | 272050000 | 9827462 | 61843036 | 333893036 | 324065574 | 52015574 | 84.11% | 16.05% | 217640000 | 86.24% | 86.24% | 86.24% | 16.05%
| 15936 | 27460 | 25 | 1033174000 | 1033.174 | 0.20835 | 65211080 | 65.2111 | 50058460 | 50.0585 | 22.9206 | 4.2826 |  | 23210800 | 39995520 | 2129733 | 269097100 | 7956478 | 63206320 | 332303420 | 324346942 | 55249842 | 87.41% | 17.03% | 215277680 | 85.86% | 85.86% | 85.86% | 17.03%
14000 | 12000 | 22054 | 40 | 1033195000 | 1033.195 | 0.20836 | 63956860 | 63.9569 | 68988720 | 68.9887 | 17.9801 | 5.3356 | 20391020 | 17478010 | 32121680 | 3704240 | 262788500 | 7935379 | 69990710 | 332779210 | 324843831 | 62055331 | 88.66% | 19.1% | 210230800 | 86.26% | 86.26% | 86.26% | 19.1%
16000 | 5000 | 27460 | 40 | 1033201000 | 1033.201 | 0.2083 | 63879640 | 63.8796 | 70158800 | 70.1588 | 17.7518 | 5.3968 | 23304020 | 7282506 | 39995520 | 3759640 | 262338000 | 8041070 | 70582046 | 332920046 | 324878976 | 62540976 | 88.61% | 19.25% | 209870400 | 86.33% | 86.33% | 86.33% | 19.25%
16000 | 10000 | 22054 | 35 | 1033266000 | 1033.266 | 0.20812 | 63988240 | 63.9882 | 68586220 | 68.5862 | 18.0248 | 5.3303 | 23304020 | 14565010 | 32121680 | 3300240 | 263152600 | 8339940 | 69990710 | 333143310 | 324803370 | 61650770 | 88.08% | 18.98% | 210522080 | 86.36% | 86.36% | 86.36% | 18.98%
11000 | 7000 | 27460 | 20 | 1033330000 | 1033.33 | 0.20779 | 64735980 | 64.736 | 57377050 | 57.377 | 20.5486 | 4.7474 | 16021510 | 10195510 | 39995520 | 1825175 | 267141900 | 8887681 | 66212540 | 333354440 | 324466759 | 57324859 | 86.58% | 17.67% | 213713520 | 86.27% | 86.27% | 86.27% | 17.67%
16077 | 4000 | 27460 | 30 | 1033330000 | 1033.33 | 0.20797 | 64166410 | 64.1664 | 65964440 | 65.9644 | 18.5298 | 5.2059 | 23416170 | 5826005 | 39995520 | 2831181 | 264091200 | 8610113 | 69237695 | 333328895 | 324718782 | 60627582 | 87.56% | 18.67% | 211272960 | 86.39% | 86.39% | 86.39% | 18.67%
9000 | 14000 | 22054 | 20 | 1033339000 | 1033.339 | 0.20786 | 64814220 | 64.8142 | 56206970 | 56.207 | 20.8772 | 4.6781 | 13108510 | 20391020 | 32121680 | 1799681 | 267596700 | 8783244 | 65621210 | 333217910 | 324434666 | 56837966 | 86.62% | 17.52% | 214077360 | 86.21% | 86.21% | 86.21% | 17.52%
16077 | 7000 | 22054 |  | 1033368000 | 1033.368 | 0.20672 | 64955910 | 64.9559 | 54099860 | 54.0999 | 21.3381 | 4.6039 | 23416170 | 10195510 | 32121680 |  | 269136500 | 10609800 | 65733360 | 334869860 | 324260060 | 55123560 | 83.86% | 17% | 215309200 | 86.67% | 86.67% | 86.67% | 17%
3000 | 14000 | 27460 | 30 | 1033378000 | 1033.378 | 0.20848 | 64919040 | 64.919 | 54666050 | 54.666 | 21.408 | 4.5605 | 4369504 | 20391020 | 39995520 | 2578786 | 267532300 | 7818981 | 64756044 | 332288344 | 324469363 | 56937063 | 87.93% | 17.55% | 214025840 | 85.92% | 85.92% | 85.92% | 17.55%
13000 | 12000 | 27460 | 90 | 1033421000 | 1033.421 | 0.21011 | 62652980 | 62.653 | 88871550 | 88.8715 | 15.0491 | 6.1497 | 18934520 | 17478010 | 39995520 | 8326766 | 254496200 | 5276651 | 76408050 | 330904250 | 325627599 | 71131399 | 93.09% | 21.84% | 203596960 | 85.99% | 85.99% | 85.99% | 21.84%
14000 | 6000 | 27460 | 35 | 1033432000 | 1033.432 | 0.20825 | 64154880 | 64.1549 | 66240300 | 66.2403 | 18.4896 | 5.2097 | 20391020 | 8739007 | 39995520 | 3226124 | 263812700 | 8185553 | 69125547 | 332938247 | 324752694 | 60939994 | 88.16% | 18.77% | 211050160 | 86.27% | 86.27% | 86.27% | 18.77%
13000 | 5000 | 27460 | 15 | 1033434000 | 1033.434 | 0.20755 | 64769600 | 64.7696 | 56974550 | 56.9746 | 20.61 | 4.7396 | 18934520 | 7282506 | 39995520 | 1410772 | 267515400 | 9302659 | 66212546 | 333727946 | 324425287 | 56909887 | 85.95% | 17.54% | 214012320 | 86.38% | 86.38% | 86.38% | 17.54%
11000 | 12000 | 22054 | 15 | 1033443000 | 1033.443 | 0.20762 | 64847800 | 64.8478 | 55804470 | 55.8045 | 20.9416 | 4.6699 | 16021510 | 17478010 | 32121680 | 1385462 | 267970000 | 9198039 | 65621200 | 333591200 | 324393161 | 56423161 | 85.98% | 17.39% | 214376000 | 86.31% | 86.31% | 86.31% | 17.39%
7000 | 15936 | 22054 | 25 | 1033446000 | 1033.446 | 0.20815 | 64798920 | 64.7989 | 56544130 | 56.5441 | 20.8059 | 4.6878 | 10195510 | 23210800 | 32121680 | 2203820 | 267300800 | 8358293 | 65527990 | 332828790 | 324470497 | 57169697 | 87.24% | 17.62% | 213840640 | 86.1% | 86.1% | 86.1% | 17.62%
5000 | 12000 | 27460 | 25 | 1033449000 | 1033.449 | 0.20823 | 64950410 | 64.9504 | 54263550 | 54.2636 | 21.4816 | 4.5507 | 7282506 | 17478010 | 39995520 | 2174786 | 267896400 | 8223542 | 64756036 | 332652436 | 324428894 | 56532494 | 87.3% | 17.43% | 214317120 | 86.02% | 86.02% | 86.02% | 17.43%
13000 | 10000 | 27460 | 70 | 1033450000 | 1033.45 | 0.20951 | 63228140 | 63.2281 | 80229550 | 80.2296 | 16.1595 | 5.8165 | 18934520 | 14565010 | 39995520 | 6439464 | 258015300 | 6217359 | 73495050 | 331510350 | 325292991 | 67277691 | 91.54% | 20.68% | 206412240 | 86.05% | 86.05% | 86.05% | 20.68%
2000 | 13000 | 27460 | 10 | 1033502000 | 1033.502 | 0.20778 | 65541820 | 65.5418 | 45400300 | 45.4003 | 24.5534 | 4.0231 | 2913002 | 18934520 | 39995520 | 866935.7 | 271268600 | 8959323 | 61843042 | 333111642 | 324152319 | 52883719 | 85.51% | 16.31% | 217014880 | 86.03% | 86.03% | 86.03% | 16.31%
16000 | 4000 | 27460 | 30 | 1033503000 | 1033.503 | 0.20801 | 64186260 | 64.1863 | 65837800 | 65.8378 | 18.5381 | 5.2037 | 23304020 | 5826005 | 39995520 | 2822124 | 264176800 | 8590113 | 69125545 | 333302345 | 324712232 | 60535432 | 87.57% | 18.64% | 211341440 | 86.37% | 86.37% | 86.37% | 18.64%
16000 | 7000 | 22054 |  | 1033528000 | 1033.528 | 0.20677 | 64974930 | 64.9749 | 53973220 | 53.9732 | 21.3561 | 4.6003 | 23304020 | 10195510 | 32121680 |  | 269218700 | 10585420 | 65621210 | 334839910 | 324254490 | 55035790 | 83.87% | 16.97% | 215374960 | 86.66% | 86.66% | 86.66% | 16.97%
7000 | 10000 | 27460 | 20 | 1033531000 | 1033.531 | 0.20799 | 64982570 | 64.9826 | 53861050 | 53.861 | 21.5545 | 4.5412 | 10195510 | 14565010 | 39995520 | 1767138 | 268263800 | 8631755 | 64756040 | 333019840 | 324388085 | 56124285 | 86.67% | 17.3% | 214611040 | 86.12% | 86.12% | 86.12% | 17.3%
13000 | 13000 | 27460 | 100 | 1033546000 | 1033.546 | 0.21041 | 62374660 | 62.3747 | 93192550 | 93.1925 | 14.5521 | 6.3091 | 18934520 | 18934520 | 39995520 | 9262321 | 252775200 | 4845695 | 77864560 | 330639760 | 325794065 | 73018865 | 93.78% | 22.41% | 202220160 | 85.97% | 85.97% | 85.97% | 22.41%
13000 | 10000 | 22054 | 10 | 1033564000 | 1033.564 | 0.20738 | 64882510 | 64.8825 | 55401970 | 55.402 | 21.0045 | 4.6619 | 18934520 | 14565010 | 32121680 | 966049.5 | 268348000 | 9618033 | 65621210 | 333969210 | 324351177 | 56003177 | 85.34% | 17.27% | 214678400 | 86.42% | 86.42% | 86.42% | 17.27%
9000 | 14000 | 27460 | 80 | 1033570000 | 1033.57 | 0.21 | 63182700 | 63.1827 | 81034550 | 81.0345 | 16.0705 | 5.8292 | 13108510 | 20391020 | 39995520 | 7167464 | 257359200 | 5488349 | 73495050 | 330854250 | 325365901 | 68006701 | 92.53% | 20.9% | 205887360 | 85.87% | 85.87% | 85.87% | 20.9%
14000 | 3000 | 27460 |  | 1033614000 | 1033.614 | 0.2069 | 65136230 | 65.1362 | 51627300 | 51.6273 | 22.0915 | 4.4562 | 20391020 | 4369504 | 39995520 |  | 269856500 | 10401350 | 64756044 | 334612544 | 324211194 | 54354694 | 83.94% | 16.77% | 215885200 | 86.56% | 86.56% | 86.56% | 16.77%
9000 | 13000 | 27460 | 70 | 1033624000 | 1033.624 | 0.20971 | 63472920 | 63.4729 | 76713550 | 76.7135 | 16.6974 | 5.6533 | 13108510 | 18934520 | 39995520 | 6247958 | 259129700 | 5967255 | 72038550 | 331168250 | 325200995 | 66071295 | 91.72% | 20.32% | 207303760 | 85.9% | 85.9% | 85.9% | 20.32%
9000 | 8000 | 27460 | 15 | 1033633000 | 1033.633 | 0.20775 | 65016040 | 65.016 | 53458550 | 53.4586 | 21.6255 | 4.532 | 13108510 | 11652010 | 39995520 | 1353412 | 268636700 | 9046055 | 64756040 | 333392740 | 324346685 | 55709985 | 86.03% | 17.18% | 214909360 | 86.22% | 86.22% | 86.22% | 17.18%
16077 | 3000 | 27460 | 20 | 1033662000 | 1033.662 | 0.20768 | 64475010 | 64.475 | 61643440 | 61.6434 | 19.4092 | 5.003 | 23416170 | 4369504 | 39995520 | 1911800 | 265938300 | 9165615 | 67781194 | 333719494 | 324553879 | 58615579 | 86.48% | 18.06% | 212750640 | 86.44% | 86.44% | 86.44% | 18.06%
9000 | 12000 | 27460 | 60 | 1033724000 | 1033.724 | 0.20941 | 63766150 | 63.7662 | 72392550 | 72.3925 | 17.3865 | 5.4697 | 13108510 | 17478010 | 39995520 | 5341049 | 260912700 | 6457467 | 70582040 | 331494740 | 325037273 | 64124573 | 90.85% | 19.73% | 208730160 | 85.93% | 85.93% | 85.93% | 19.73%
11000 | 15936 | 22054 | 60 | 1033739000 | 1033.739 | 0.20933 | 63615900 | 63.6159 | 74673130 | 74.6731 | 16.9814 | 5.5844 | 16021510 | 23210800 | 32121680 | 5424167 | 260322200 | 6591940 | 71353990 | 331676190 | 325084250 | 64762050 | 90.76% | 19.92% | 208257760 | 86.01% | 86.01% | 86.01% | 19.92%
11000 | 6000 | 27460 | 10 | 1033747000 | 1033.747 | 0.20751 | 65050260 | 65.0503 | 53056050 | 53.056 | 21.6959 | 4.523 | 16021510 | 8739007 | 39995520 | 936264.3 | 269012700 | 9463782 | 64756037 | 333768737 | 324304955 | 55292255 | 85.39% | 17.05% | 215210160 | 86.33% | 86.33% | 86.33% | 17.05%
14000 | 5000 | 27460 | 25 | 1033750000 | 1033.75 | 0.20797 | 64462540 | 64.4625 | 61919300 | 61.9193 | 19.3659 | 5.0073 | 20391020 | 7282506 | 39995520 | 2313488 | 265655900 | 8736449 | 67669046 | 333324946 | 324588497 | 58932597 | 87.09% | 18.16% | 212524720 | 86.32% | 86.32% | 86.32% | 18.16%
3000 | 13000 | 27460 | 20 | 1033754000 | 1033.754 | 0.2082 | 65230560 | 65.2306 | 50345050 | 50.3451 | 22.6914 | 4.3274 | 4369504 | 18934520 | 39995520 | 1724929 | 269391600 | 8380082 | 63299544 | 332691144 | 324311062 | 54919462 | 86.76% | 16.93% | 215513280 | 85.97% | 85.97% | 85.97% | 16.93%
9000 | 13000 | 22054 | 10 | 1033762000 | 1033.762 | 0.20758 | 65128860 | 65.1289 | 51885970 | 51.886 | 22.0734 | 4.4504 | 13108510 | 18934520 | 32121680 | 918357.9 | 269468900 | 9360076 | 64164710 | 333633610 | 324273534 | 54804634 | 85.41% | 16.9% | 215575120 | 86.27% | 86.27% | 86.27% | 16.9%
13000 | 8000 | 27460 | 50 | 1033771000 | 1033.771 | 0.20892 | 63822640 | 63.8226 | 71587550 | 71.5875 | 17.4777 | 5.458 | 18934520 | 11652010 | 39995520 | 4561932 | 261614900 | 7237664 | 70582050 | 332196950 | 324959286 | 63344386 | 89.75% | 19.49% | 209291920 | 86.13% | 86.13% | 86.13% | 19.49%
16077 | 14000 | 22054 | 80 | 1033773000 | 1033.773 | 0.20977 | 62757580 | 62.7576 | 87646860 | 87.6469 | 15.1381 | 6.1349 | 23416170 | 20391020 | 32121680 | 7531577 | 255505900 | 5910703 | 75928870 | 331434770 | 325524067 | 70018167 | 92.22% | 21.51% | 204404720 | 86.12% | 86.12% | 86.12% | 21.51%
16077 | 8000 | 22054 | 15 | 1033774000 | 1033.774 | 0.20751 | 64586800 | 64.5868 | 60070860 | 60.0709 | 19.7492 | 4.9298 | 23416170 | 11652010 | 32121680 | 1460496 | 266766300 | 9477016 | 67189860 | 333956160 | 324479144 | 57712844 | 85.9% | 17.79% | 213413040 | 86.48% | 86.48% | 86.48% | 17.79%
16077 | 13000 | 22054 | 70 | 1033806000 | 1033.806 | 0.20947 | 63046380 | 63.0464 | 83325860 | 83.3259 | 15.6762 | 5.9704 | 23416170 | 18934520 | 32121680 | 6578480 | 257270400 | 6387063 | 74472370 | 331742770 | 325355707 | 68085307 | 91.42% | 20.93% | 205816320 | 86.15% | 86.15% | 86.15% | 20.93%
13000 | 13000 | 22054 | 45 | 1033817000 | 1033.817 | 0.20875 | 63930000 | 63.93 | 70014970 | 70.015 | 17.7428 | 5.3922 | 18934520 | 18934520 | 32121680 | 4108240 | 262424400 | 7530818 | 69990720 | 332415120 | 324884302 | 62459902 | 89.24% | 19.23% | 209939520 | 86.16% | 86.16% | 86.16% | 19.23%
16000 | 3000 | 27460 | 20 | 1033835000 | 1033.835 | 0.20773 | 64494920 | 64.4949 | 61516800 | 61.5168 | 19.4198 | 5.0005 | 23304020 | 4369504 | 39995520 | 1904855 | 266024200 | 9145650 | 67669044 | 333693244 | 324547594 | 58523394 | 86.48% | 18.03% | 212819360 | 86.42% | 86.42% | 86.42% | 18.03%
14000 | 10000 | 22054 | 20 | 1033839000 | 1033.839 | 0.2078 | 64572810 | 64.5728 | 60346720 | 60.3467 | 19.7067 | 4.9338 | 20391020 | 14565010 | 32121680 | 1869985 | 266477500 | 9040689 | 67077710 | 333555210 | 324514521 | 58037021 | 86.52% | 17.88% | 213182000 | 86.36% | 86.36% | 86.36% | 17.88%
2000 | 15936 | 27460 | 45 | 1033855000 | 1033.855 | 0.20919 | 64600330 | 64.6003 | 59947960 | 59.948 | 19.9797 | 4.8443 | 2913002 | 23210800 | 39995520 | 3841923 | 265392200 | 6847429 | 66119322 | 331511522 | 324664093 | 59271893 | 89.64% | 18.26% | 212313760 | 85.76% | 85.76% | 85.76% | 18.26%
16077 | 12000 | 22054 | 60 | 1033911000 | 1033.911 | 0.20918 | 63339960 | 63.34 | 79004860 | 79.0049 | 16.26 | 5.8001 | 23416170 | 17478010 | 32121680 | 5626409 | 259055000 | 6883271 | 73015860 | 332070860 | 325187589 | 66132589 | 90.57% | 20.34% | 207244000 | 86.18% | 86.18% | 86.18% | 20.34%
9000 | 15936 | 27460 | 100 | 1033929000 | 1033.929 | 0.21065 | 62637600 | 62.6376 | 89611210 | 89.6112 | 14.9496 | 6.1674 | 13108510 | 23210800 | 39995520 | 8977446 | 253966500 | 4593288 | 76314830 | 330281330 | 325688042 | 71721542 | 93.98% | 22.02% | 203173200 | 85.81% | 85.81% | 85.81% | 22.02%
16000 | 14000 | 22054 | 80 | 1033944000 | 1033.944 | 0.20982 | 62777320 | 62.7773 | 87520220 | 87.5202 | 15.1396 | 6.1342 | 23304020 | 20391020 | 32121680 | 7513548 | 255591100 | 5891168 | 75816720 | 331407820 | 325516652 | 69925552 | 92.23% | 21.48% | 204472880 | 86.11% | 86.11% | 86.11% | 21.48%
16000 | 8000 | 22054 | 15 | 1033948000 | 1033.948 | 0.20756 | 64606690 | 64.6067 | 59944220 | 59.9442 | 19.7607 | 4.9272 | 23304020 | 11652010 | 32121680 | 1454357 | 266852100 | 9456894 | 67077710 | 333929810 | 324472916 | 57620816 | 85.9% | 17.76% | 213481680 | 86.47% | 86.47% | 86.47% | 17.76%
16000 | 13000 | 22054 | 70 | 1033978000 | 1033.978 | 0.20952 | 63066160 | 63.0662 | 83199220 | 83.1992 | 15.6786 | 5.9695 | 23304020 | 18934520 | 32121680 | 6562221 | 257355800 | 6367527 | 74360220 | 331716020 | 325348493 | 67992693 | 91.44% | 20.9% | 205884640 | 86.14% | 86.14% | 86.14% | 20.9%
5000 | 15936 | 27460 | 70 | 1034000000 | 1034 | 0.20995 | 63735410 | 63.7354 | 73132210 | 73.1322 | 17.276 | 5.4867 | 7282506 | 23210800 | 39995520 | 6069445 | 260319100 | 5702323 | 70488826 | 330807926 | 325105603 | 64786503 | 91.91% | 19.93% | 208255280 | 85.74% | 85.74% | 85.74% | 19.93%
2000 | 12000 | 27460 |  | 1034014000 | 1034.014 | 0.20751 | 65862440 | 65.8624 | 41079300 | 41.0793 | 26.383 | 3.7608 | 2913002 | 17478010 | 39995520 |  | 273165800 | 9559670 | 60386532 | 333552332 | 323992662 | 50826862 | 84.17% | 15.69% | 218532640 | 86.09% | 86.09% | 86.09% | 15.69%
11000 | 14000 | 22054 | 40 | 1034053000 | 1034.053 | 0.2087 | 64205570 | 64.2056 | 66096470 | 66.0965 | 18.4825 | 5.205 | 16021510 | 20391020 | 32121680 | 3585019 | 263900500 | 7675605 | 68534210 | 332434710 | 324759105 | 60858605 | 88.8% | 18.74% | 211120400 | 86.11% | 86.11% | 86.11% | 18.74%
13000 | 7000 | 27460 | 40 | 1034054000 | 1034.054 | 0.20864 | 64128020 | 64.128 | 67266550 | 67.2665 | 18.237 | 5.2679 | 18934520 | 10195510 | 39995520 | 3630124 | 263448600 | 7780992 | 69125550 | 332574150 | 324793158 | 61344558 | 88.74% | 18.89% | 210758880 | 86.17% | 86.17% | 86.17% | 18.89%
16077 | 2000 | 27460 | 10 | 1034079000 | 1034.079 | 0.2074 | 64789300 | 64.7893 | 57322440 | 57.3224 | 20.3974 | 4.7906 | 23416170 | 2913002 | 39995520 | 994473.7 | 267809100 | 9744629 | 66324692 | 334133792 | 324389163 | 56580063 | 85.31% | 17.44% | 214247280 | 86.49% | 86.49% | 86.49% | 17.44%
16077 | 15936 | 22054 | 100 | 1034081000 | 1034.081 | 0.21043 | 62209120 | 62.2091 | 96223520 | 96.2235 | 14.1697 | 6.45 | 23416170 | 23210800 | 32121680 | 9430905 | 252099300 | 4992752 | 78748650 | 330847950 | 325855198 | 73755898 | 93.66% | 22.63% | 201679440 | 86.06% | 86.06% | 86.06% | 22.63%
16000 | 12000 | 22054 | 60 | 1034083000 | 1034.083 | 0.20923 | 63359740 | 63.3597 | 78878220 | 78.8782 | 16.2634 | 5.7989 | 23304020 | 17478010 | 32121680 | 5611945 | 259140400 | 6863553 | 72903710 | 332044110 | 325180557 | 66040157 | 90.59% | 20.31% | 207312320 | 86.17% | 86.17% | 86.17% | 20.31%
14000 | 10000 | 27460 | 80 | 1034103000 | 1034.103 | 0.20995 | 62943440 | 62.9434 | 85174300 | 85.1743 | 15.4349 | 6.034 | 20391020 | 14565010 | 39995520 | 7378959 | 256248900 | 5740609 | 74951550 | 331200450 | 325459841 | 69210941 | 92.34% | 21.27% | 204999120 | 86.02% | 86.02% | 86.02% | 21.27%
5000 | 14000 | 27460 | 50 | 1034117000 | 1034.117 | 0.20932 | 64312080 | 64.3121 | 64555550 | 64.5555 | 18.8733 | 5.0955 | 7282506 | 20391020 | 39995520 | 4324811 | 263843200 | 6722335 | 67669046 | 331512246 | 324789911 | 60946711 | 90.07% | 18.76% | 211074560 | 85.82% | 85.82% | 85.82% | 18.76%
13000 | 12000 | 22054 | 35 | 1034123000 | 1034.123 | 0.20846 | 64236940 | 64.2369 | 65693970 | 65.694 | 18.5311 | 5.1989 | 18934520 | 17478010 | 32121680 | 3181019 | 264264600 | 8080166 | 68534210 | 332798810 | 324718644 | 60454044 | 88.21% | 18.62% | 211411680 | 86.21% | 86.21% | 86.21% | 18.62%
14000 | 4000 | 27460 | 15 | 1034126000 | 1034.126 | 0.20769 | 64774110 | 64.7741 | 57598300 | 57.5983 | 20.3534 | 4.7947 | 20391020 | 5826005 | 39995520 | 1410772 | 267515400 | 9302659 | 66212545 | 333727945 | 324425286 | 56909886 | 85.95% | 17.54% | 214012320 | 86.38% | 86.38% | 86.38% | 17.54%
7000 | 12000 | 27460 | 45 | 1034162000 | 1034.162 | 0.20908 | 64341720 | 64.3417 | 64153050 | 64.153 | 18.9279 | 5.0882 | 10195510 | 17478010 | 39995520 | 3928811 | 264200100 | 7118885 | 67669040 | 331869140 | 324750255 | 60550155 | 89.48% | 18.65% | 211360080 | 85.92% | 85.92% | 85.92% | 18.65%
9000 | 15936 | 22054 | 45 | 1034173000 | 1034.173 | 0.20899 | 64191170 | 64.1912 | 66433620 | 66.4336 | 18.4274 | 5.2126 | 13108510 | 23210800 | 32121680 | 3981482 | 263608300 | 7255183 | 68440990 | 332049290 | 324794107 | 61185807 | 89.4% | 18.84% | 210886640 | 86% | 86% | 86% | 18.84%
5000 | 15936 | 22054 | 10 | 1034177000 | 1034.177 | 0.20783 | 65393990 | 65.394 | 48304620 | 48.3046 | 23.2839 | 4.2316 | 7282506 | 23210800 | 32121680 | 881396.1 | 270669400 | 9091973 | 62614986 | 333284386 | 324192413 | 53523013 | 85.48% | 16.51% | 216535520 | 86.11% | 86.11% | 86.11% | 16.51%
3000 | 12000 | 27460 | 10 | 1034193000 | 1034.193 | 0.20792 | 65546330 | 65.5463 | 46024050 | 46.0241 | 24.1861 | 4.0813 | 4369504 | 17478010 | 39995520 | 866935.7 | 271268600 | 8959323 | 61843034 | 333111634 | 324152311 | 52883711 | 85.51% | 16.31% | 217014880 | 86.03% | 86.03% | 86.03% | 16.31%
9000 | 10000 | 27460 | 40 | 1034227000 | 1034.227 | 0.20884 | 64372750 | 64.3727 | 63750550 | 63.7505 | 18.9806 | 5.0814 | 13108510 | 14565010 | 39995520 | 3526382 | 264562800 | 7521873 | 67669040 | 332231840 | 324709967 | 60147167 | 88.88% | 18.52% | 211650240 | 86.02% | 86.02% | 86.02% | 18.52%
14000 | 12000 | 27460 | 100 | 1034238000 | 1034.238 | 0.21055 | 62379170 | 62.3792 | 93816300 | 93.8163 | 14.4242 | 6.3549 | 20391020 | 17478010 | 39995520 | 9262321 | 252775200 | 4845695 | 77864550 | 330639750 | 325794055 | 73018855 | 93.78% | 22.41% | 202220160 | 85.97% | 85.97% | 85.97% | 22.41%
14000 | 8000 | 27460 | 60 | 1034246000 | 1034.246 | 0.20936 | 63526180 | 63.5262 | 76532300 | 76.5323 | 16.6206 | 5.6901 | 20391020 | 11652010 | 39995520 | 5504644 | 259799600 | 6711600 | 72038550 | 331838150 | 325126550 | 65326950 | 90.68% | 20.09% | 207839680 | 86.08% | 86.08% | 86.08% | 20.09%
16000 | 2000 | 27460 | 10 | 1034252000 | 1034.252 | 0.20745 | 64809180 | 64.8092 | 57195800 | 57.1958 | 20.4108 | 4.7877 | 23304020 | 2913002 | 39995520 | 989703.2 | 267894900 | 9724313 | 66212542 | 334107442 | 324383129 | 56488229 | 85.31% | 17.41% | 214315920 | 86.48% | 86.48% | 86.48% | 17.41%
16000 | 15936 | 22054 | 100 | 1034254000 | 1034.254 | 0.21047 | 62228960 | 62.229 | 96096880 | 96.0969 | 14.1697 | 6.4498 | 23304020 | 23210800 | 32121680 | 9409364 | 252184900 | 4973977 | 78636500 | 330821400 | 325847423 | 73662523 | 93.67% | 22.61% | 201747920 | 86.05% | 86.05% | 86.05% | 22.61%
11000 | 8000 | 27460 | 35 | 1034298000 | 1034.298 | 0.20859 | 64404120 | 64.4041 | 63348050 | 63.3481 | 19.0331 | 5.0747 | 16021510 | 11652010 | 39995520 | 3122382 | 264926900 | 7926434 | 67669040 | 332595940 | 324669506 | 59742606 | 88.29% | 18.4% | 211941520 | 86.12% | 86.12% | 86.12% | 18.4%
16077 | 5000 | 27460 | 45 | 1034343000 | 1034.343 | 0.20877 | 63837500 | 63.8375 | 71935450 | 71.9355 | 17.33 | 5.5058 | 23416170 | 7282506 | 39995520 | 4174670 | 261888500 | 7656555 | 70694196 | 332582696 | 324926141 | 63037641 | 89.17% | 19.4% | 209510800 | 86.24% | 86.24% | 86.24% | 19.4%
2000 | 14000 | 27460 | 25 | 1034365000 | 1034.365 | 0.20858 | 65203040 | 65.203 | 51371300 | 51.3713 | 22.297 | 4.3948 | 2913002 | 20391020 | 39995520 | 2131953 | 269024800 | 7972493 | 63299542 | 332324342 | 324351849 | 55327049 | 87.41% | 17.06% | 215219840 | 85.87% | 85.87% | 85.87% | 17.06%
13000 | 6000 | 27460 | 30 | 1034368000 | 1034.368 | 0.20835 | 64435490 | 64.4355 | 62945550 | 62.9455 | 19.0862 | 5.0679 | 18934520 | 8739007 | 39995520 | 2718381 | 265291000 | 8330995 | 67669047 | 332960047 | 324629052 | 59338052 | 87.69% | 18.28% | 212232800 | 86.22% | 86.22% | 86.22% | 18.28%
9000 | 12000 | 22054 |  | 1034372000 | 1034.372 | 0.20731 | 65455950 | 65.456 | 47564970 | 47.565 | 23.4404 | 4.2129 | 13108510 | 17478010 | 32121680 |  | 271393100 | 9992511 | 62708200 | 334101300 | 324108789 | 52715689 | 84.07% | 16.26% | 217114480 | 86.34% | 86.34% | 86.34% | 16.26%
11000 | 13000 | 22054 | 30 | 1034374000 | 1034.374 | 0.20842 | 64513480 | 64.5135 | 61775470 | 61.7755 | 19.3616 | 5.0023 | 16021510 | 18934520 | 32121680 | 2683064 | 265744700 | 8226483 | 67077710 | 332822410 | 324595927 | 58851227 | 87.74% | 18.13% | 212595760 | 86.16% | 86.16% | 86.16% | 18.13%
11000 | 5000 | 27460 |  | 1034391000 | 1034.391 | 0.20724 | 65379600 | 65.3796 | 48735050 | 48.7351 | 22.9962 | 4.2902 | 16021510 | 7282506 | 39995520 |  | 270946200 | 10107410 | 63299536 | 334245736 | 324138326 | 53192126 | 84.03% | 16.41% | 216756960 | 86.4% | 86.4% | 86.4% | 16.41%
16077 | 10000 | 22054 | 40 | 1034407000 | 1034.407 | 0.2086 | 63946080 | 63.9461 | 70362860 | 70.3629 | 17.5888 | 5.4408 | 23416170 | 14565010 | 32121680 | 3714400 | 262703000 | 7955424 | 70102860 | 332805860 | 324850436 | 62147436 | 88.65% | 19.13% | 210162400 | 86.28% | 86.28% | 86.28% | 19.13%
5000 | 13000 | 27460 | 40 | 1034417000 | 1034.417 | 0.20904 | 64618560 | 64.6186 | 60234550 | 60.2345 | 19.8048 | 4.8887 | 7282506 | 18934520 | 39995520 | 3445599 | 265681500 | 7265009 | 66212546 | 331894046 | 324629037 | 58947537 | 89.03% | 18.16% | 212545200 | 85.87% | 85.87% | 85.87% | 18.16%
14000 | 7000 | 27460 | 50 | 1034463000 | 1034.463 | 0.20906 | 63827160 | 63.8272 | 72211300 | 72.2113 | 17.2935 | 5.5091 | 20391020 | 10195510 | 39995520 | 4561932 | 261614900 | 7237664 | 70582050 | 332196950 | 324959286 | 63344386 | 89.75% | 19.49% | 209291920 | 86.13% | 86.13% | 86.13% | 19.49%
| 15936 | 27460 | 30 | 1034487000 | 1034.487 | 0.20887 | 65188730 | 65.1887 | 51708460 | 51.7085 | 22.2108 | 4.4063 |  | 23210800 | 39995520 | 2533733 | 268733000 | 7551917 | 63206320 | 331939320 | 324387403 | 55654403 | 88.05% | 17.16% | 214986400 | 85.76% | 85.76% | 85.76% | 17.16%
14000 | 12000 | 22054 | 45 | 1034508000 | 1034.508 | 0.20889 | 63934520 | 63.9345 | 70638720 | 70.6387 | 17.5529 | 5.4437 | 20391020 | 17478010 | 32121680 | 4108240 | 262424400 | 7530818 | 69990710 | 332415110 | 324884292 | 62459892 | 89.24% | 19.23% | 209939520 | 86.16% | 86.16% | 86.16% | 19.23%
16000 | 5000 | 27460 | 45 | 1034514000 | 1034.514 | 0.20882 | 63857290 | 63.8573 | 71808800 | 71.8088 | 17.3357 | 5.5042 | 23304020 | 7282506 | 39995520 | 4163640 | 261973900 | 7636510 | 70582046 | 332555946 | 324919436 | 62945536 | 89.18% | 19.37% | 209579120 | 86.22% | 86.22% | 86.22% | 19.37%
7000 | 8000 | 27460 |  | 1034526000 | 1034.526 | 0.20744 | 65621820 | 65.6218 | 45219050 | 45.2191 | 24.368 | 4.0597 | 10195510 | 11652010 | 39995520 |  | 272050000 | 9827462 | 61843040 | 333893040 | 324065578 | 52015578 | 84.11% | 16.05% | 217640000 | 86.24% | 86.24% | 86.24% | 16.05%
16000 | 10000 | 22054 | 40 | 1034579000 | 1034.579 | 0.20864 | 63965890 | 63.9659 | 70236220 | 70.2362 | 17.595 | 5.439 | 23304020 | 14565010 | 32121680 | 3704240 | 262788500 | 7935379 | 69990710 | 332779210 | 324843831 | 62055331 | 88.66% | 19.1% | 210230800 | 86.26% | 86.26% | 86.26% | 19.1%
11000 | 7000 | 27460 | 25 | 1034629000 | 1034.629 | 0.20831 | 64712740 | 64.7127 | 59027050 | 59.0271 | 19.9847 | 4.865 | 16021510 | 10195510 | 39995520 | 2233329 | 266774000 | 8478961 | 66212540 | 332986540 | 324507579 | 57733579 | 87.19% | 17.79% | 213419200 | 86.17% | 86.17% | 86.17% | 17.79%
9000 | 14000 | 22054 | 25 | 1034639000 | 1034.639 | 0.20838 | 64791010 | 64.791 | 57856970 | 57.857 | 20.2941 | 4.7967 | 13108510 | 20391020 | 32121680 | 2207681 | 267229000 | 8374678 | 65621210 | 332850210 | 324475532 | 57246532 | 87.24% | 17.64% | 213783200 | 86.11% | 86.11% | 86.11% | 17.64%
16077 | 4000 | 27460 | 35 | 1034643000 | 1034.643 | 0.20849 | 64144060 | 64.1441 | 67614450 | 67.6145 | 18.0742 | 5.3167 | 23416170 | 5826005 | 39995520 | 3235181 | 263727100 | 8205553 | 69237695 | 332964795 | 324759242 | 61032142 | 88.15% | 18.79% | 210981680 | 86.29% | 86.29% | 86.29% | 18.79%
3000 | 14000 | 27460 | 35 | 1034691000 | 1034.691 | 0.209 | 64896690 | 64.8967 | 56316050 | 56.316 | 20.7924 | 4.6801 | 4369504 | 20391020 | 39995520 | 2982786 | 267168200 | 7414420 | 64756044 | 331924244 | 324509824 | 57341624 | 88.55% | 17.67% | 213734560 | 85.82% | 85.82% | 85.82% | 17.67%
13000 | 5000 | 27460 | 20 | 1034713000 | 1034.713 | 0.20807 | 64745000 | 64.745 | 58624550 | 58.6245 | 20.0443 | 4.8573 | 18934520 | 7282506 | 39995520 | 1825175 | 267141900 | 8887681 | 66212546 | 333354446 | 324466765 | 57324865 | 86.58% | 17.67% | 213713520 | 86.27% | 86.27% | 86.27% | 17.67%
11000 | 12000 | 22054 | 20 | 1034723000 | 1034.723 | 0.20814 | 64823250 | 64.8233 | 57454470 | 57.4545 | 20.3564 | 4.7886 | 16021510 | 17478010 | 32121680 | 1799681 | 267596700 | 8783244 | 65621200 | 333217900 | 324434656 | 56837956 | 86.62% | 17.52% | 214077360 | 86.21% | 86.21% | 86.21% | 17.52%
14000 | 6000 | 27460 | 40 | 1034745000 | 1034.745 | 0.20878 | 64132540 | 64.1325 | 67890300 | 67.8903 | 18.0359 | 5.3202 | 20391020 | 8739007 | 39995520 | 3630124 | 263448600 | 7780992 | 69125547 | 332574147 | 324793155 | 61344555 | 88.74% | 18.89% | 210758880 | 86.17% | 86.17% | 86.17% | 18.89%
7000 | 15936 | 22054 | 30 | 1034759000 | 1034.759 | 0.20867 | 64776570 | 64.7766 | 58194130 | 58.1941 | 20.2253 | 4.8063 | 10195510 | 23210800 | 32121680 | 2607820 | 266936700 | 7953732 | 65527990 | 332464690 | 324510958 | 57574258 | 87.86% | 17.74% | 213549360 | 86% | 86% | 86% | 17.74%
5000 | 12000 | 27460 | 30 | 1034762000 | 1034.762 | 0.20875 | 64928060 | 64.9281 | 55913550 | 55.9136 | 20.8608 | 4.671 | 7282506 | 17478010 | 39995520 | 2578786 | 267532300 | 7818981 | 64756036 | 332288336 | 324469355 | 56937055 | 87.93% | 17.55% | 214025840 | 85.92% | 85.92% | 85.92% | 17.55%
2000 | 13000 | 27460 | 15 | 1034776000 | 1034.776 | 0.2083 | 65516880 | 65.5169 | 47050300 | 47.0503 | 23.7341 | 4.1513 | 2913002 | 18934520 | 39995520 | 1282936 | 270893700 | 8542746 | 61843042 | 332736742 | 324193996 | 53300296 | 86.19% | 16.44% | 216714960 | 85.92% | 85.92% | 85.92% | 16.44%
16000 | 4000 | 27460 | 35 | 1034816000 | 1034.816 | 0.20853 | 64163910 | 64.1639 | 67487800 | 67.4878 | 18.0815 | 5.3147 | 23304020 | 5826005 | 39995520 | 3226124 | 263812700 | 8185553 | 69125545 | 332938245 | 324752692 | 60939992 | 88.16% | 18.77% | 211050160 | 86.27% | 86.27% | 86.27% | 18.77%
13000 | 10000 | 22054 | 15 | 1034826000 | 1034.826 | 0.2079 | 64856830 | 64.8568 | 57051970 | 57.052 | 20.4169 | 4.7809 | 18934520 | 14565010 | 32121680 | 1385462 | 267970000 | 9198039 | 65621210 | 333591210 | 324393171 | 56423171 | 85.98% | 17.39% | 214376000 | 86.31% | 86.31% | 86.31% | 17.39%
7000 | 10000 | 27460 | 25 | 1034832000 | 1034.832 | 0.20851 | 64959430 | 64.9594 | 55511050 | 55.511 | 20.9299 | 4.6618 | 10195510 | 14565010 | 39995520 | 2174786 | 267896400 | 8223542 | 64756040 | 332652440 | 324428898 | 56532498 | 87.3% | 17.43% | 214317120 | 86.02% | 86.02% | 86.02% | 17.43%
16077 | 1000 | 27460 |  | 1034834000 | 1034.834 | 0.20713 | 65126000 | 65.126 | 53001440 | 53.0014 | 21.4867 | 4.5741 | 23416170 | 1456501 | 39995520 |  | 269773300 | 10424740 | 64868191 | 334641491 | 324216751 | 54443451 | 83.93% | 16.79% | 215818640 | 86.57% | 86.57% | 86.57% | 16.79%
9000 | 8000 | 27460 | 20 | 1034915000 | 1034.915 | 0.20827 | 64991590 | 64.9916 | 55108550 | 55.1086 | 20.9983 | 4.6528 | 13108510 | 11652010 | 39995520 | 1767138 | 268263800 | 8631755 | 64756040 | 333019840 | 324388085 | 56124285 | 86.67% | 17.3% | 214611040 | 86.12% | 86.12% | 86.12% | 17.3%
16077 | 15936 | 13405 | 10 | 1034924000 | 1034.924 | 0.20759 | 64768570 | 64.7686 | 58479950 | 58.48 | 19.9853 | 4.8818 | 23416170 | 23210800 | 19524400 | 987107.3 | 267941700 | 9713312 | 66151370 | 334093070 | 324379758 | 56438058 | 85.32% | 17.4% | 214353360 | 86.47% | 86.47% | 86.47% | 17.4%
13000 | 14000 | 22054 | 60 | 1034935000 | 1034.935 | 0.20956 | 63608120 | 63.6081 | 75985970 | 75.986 | 16.6438 | 5.6827 | 18934520 | 20391020 | 32121680 | 5434873 | 260251000 | 6608201 | 71447220 | 331698220 | 325090019 | 64839019 | 90.75% | 19.94% | 208200800 | 86.02% | 86.02% | 86.02% | 19.94%
11000 | 12000 | 27460 | 80 | 1034954000 | 1034.954 | 0.21028 | 63191730 | 63.1917 | 82282050 | 82.282 | 15.7616 | 5.926 | 16021510 | 17478010 | 39995520 | 7167464 | 257359200 | 5488349 | 73495040 | 330854240 | 325365891 | 68006691 | 92.53% | 20.9% | 205887360 | 85.87% | 85.87% | 85.87% | 20.9%
14000 | 8000 | 22054 |  | 1034954000 | 1034.954 | 0.20724 | 65219980 | 65.22 | 51704720 | 51.7047 | 21.8862 | 4.4956 | 20391020 | 11652010 | 32121680 |  | 270296600 | 10279710 | 64164710 | 334461310 | 324181600 | 53885000 | 83.98% | 16.62% | 216237280 | 86.5% | 86.5% | 86.5% | 16.62%
16077 | 3000 | 27460 | 25 | 1034959000 | 1034.959 | 0.2082 | 64451650 | 64.4517 | 63293440 | 63.2934 | 18.9077 | 5.1174 | 23416170 | 4369504 | 39995520 | 2320470 | 265570000 | 8756377 | 67781194 | 333351194 | 324594817 | 59024817 | 87.08% | 18.18% | 212456000 | 86.33% | 86.33% | 86.33% | 18.18%
11000 | 13000 | 27460 | 90 | 1034973000 | 1034.973 | 0.21058 | 62906370 | 62.9064 | 86603050 | 86.603 | 15.207 | 6.0938 | 16021510 | 18934520 | 39995520 | 8089113 | 255608900 | 5029469 | 74951550 | 330560450 | 325530981 | 69922081 | 93.29% | 21.48% | 204487120 | 85.84% | 85.84% | 85.84% | 21.48%
13000 | 15936 | 22054 | 80 | 1034975000 | 1034.975 | 0.2102 | 63041860 | 63.0419 | 84562620 | 84.5626 | 15.4409 | 6.0312 | 18934520 | 23210800 | 32121680 | 7277331 | 256770200 | 5621758 | 74267000 | 331037200 | 325415442 | 68645242 | 92.43% | 21.09% | 205416160 | 85.95% | 85.95% | 85.95% | 21.09%
16000 | 1000 | 27460 |  | 1034998000 | 1034.998 | 0.20717 | 65145260 | 65.1453 | 52874800 | 52.8748 | 21.505 | 4.5704 | 23304020 | 1456501 | 39995520 |  | 269856500 | 10401350 | 64756041 | 334612541 | 324211191 | 54354691 | 83.94% | 16.77% | 215885200 | 86.56% | 86.56% | 86.56% | 16.77%
11000 | 6000 | 27460 | 15 | 1035017000 | 1035.017 | 0.20803 | 65025060 | 65.0251 | 54706050 | 54.706 | 21.0648 | 4.6443 | 16021510 | 8739007 | 39995520 | 1353412 | 268636700 | 9046055 | 64756037 | 333392737 | 324346682 | 55709982 | 86.03% | 17.18% | 214909360 | 86.22% | 86.22% | 86.22% | 17.18%
9000 | 13000 | 22054 | 15 | 1035035000 | 1035.035 | 0.2081 | 65103860 | 65.1039 | 53535970 | 53.536 | 21.4183 | 4.5728 | 13108510 | 18934520 | 32121680 | 1334596 | 269093800 | 8943261 | 64164710 | 333258510 | 324315249 | 55221449 | 86.06% | 17.03% | 215275040 | 86.16% | 86.16% | 86.16% | 17.03%
16077 | 8000 | 22054 | 20 | 1035049000 | 1035.049 | 0.20803 | 64561890 | 64.5619 | 61720860 | 61.7209 | 19.2311 | 5.0451 | 23416170 | 11652010 | 32121680 | 1876373 | 266391500 | 9060562 | 67189860 | 333581360 | 324520798 | 58129298 | 86.51% | 17.91% | 213113200 | 86.37% | 86.37% | 86.37% | 17.91%
3000 | 13000 | 27460 | 25 | 1035057000 | 1035.057 | 0.20872 | 65207560 | 65.2076 | 51995050 | 51.995 | 21.9941 | 4.4514 | 4369504 | 18934520 | 39995520 | 2131953 | 269024800 | 7972493 | 63299544 | 332324344 | 324351851 | 55327051 | 87.41% | 17.06% | 215219840 | 85.87% | 85.87% | 85.87% | 17.06%
14000 | 5000 | 27460 | 30 | 1035060000 | 1035.06 | 0.20849 | 64440000 | 64.44 | 63569300 | 63.5693 | 18.8652 | 5.1216 | 20391020 | 7282506 | 39995520 | 2718381 | 265291000 | 8330995 | 67669046 | 332960046 | 324629051 | 59338051 | 87.69% | 18.28% | 212232800 | 86.22% | 86.22% | 86.22% | 18.28%
16000 | 15936 | 13405 | 10 | 1035097000 | 1035.097 | 0.20764 | 64788490 | 64.7885 | 58353300 | 58.3533 | 19.9976 | 4.879 | 23304020 | 23210800 | 19524400 | 982454.1 | 268027600 | 9693143 | 66039220 | 334066820 | 324373677 | 56346077 | 85.32% | 17.37% | 214422080 | 86.46% | 86.46% | 86.46% | 17.37%
11000 | 10000 | 27460 | 60 | 1035108000 | 1035.108 | 0.20969 | 63775180 | 63.7752 | 73640050 | 73.6401 | 17.0251 | 5.5709 | 16021510 | 14565010 | 39995520 | 5341049 | 260912700 | 6457467 | 70582040 | 331494740 | 325037273 | 64124573 | 90.85% | 19.73% | 208730160 | 85.93% | 85.93% | 85.93% | 19.73%
11000 | 14000 | 27460 | 100 | 1035122000 | 1035.122 | 0.21089 | 62629680 | 62.6297 | 90924050 | 90.924 | 14.6889 | 6.2578 | 16021510 | 20391020 | 39995520 | 8994134 | 253894700 | 4608357 | 76408050 | 330302750 | 325694393 | 71799693 | 93.97% | 22.05% | 203115760 | 85.82% | 85.82% | 85.82% | 22.05%
| 14000 | 27460 | 10 | 1035124000 | 1035.124 | 0.20826 | 65799890 | 65.7999 | 43131800 | 43.1318 | 25.3174 | 3.9066 |  | 20391020 | 39995520 | 848831.8 | 272400800 | 8709660 | 60386540 | 332787340 | 324077680 | 51676880 | 85.58% | 15.95% | 217920640 | 85.88% | 85.88% | 85.88% | 15.95%
13000 | 4000 | 27460 | 10 | 1035130000 | 1035.13 | 0.20779 | 65059280 | 65.0593 | 54303550 | 54.3036 | 21.1307 | 4.6359 | 18934520 | 5826005 | 39995520 | 936264.3 | 269012700 | 9463782 | 64756045 | 333768745 | 324304963 | 55292263 | 85.39% | 17.05% | 215210160 | 86.33% | 86.33% | 86.33% | 17.05%
16000 | 3000 | 27460 | 25 | 1035133000 | 1035.133 | 0.20825 | 64471560 | 64.4716 | 63166800 | 63.1668 | 18.9169 | 5.1151 | 23304020 | 4369504 | 39995520 | 2313488 | 265655900 | 8736449 | 67669044 | 333324944 | 324588495 | 58932595 | 87.09% | 18.16% | 212524720 | 86.32% | 86.32% | 86.32% | 18.16%
14000 | 10000 | 22054 | 25 | 1035138000 | 1035.138 | 0.20832 | 64549500 | 64.5495 | 61996720 | 61.9967 | 19.1881 | 5.0493 | 20391020 | 14565010 | 32121680 | 2278424 | 266109400 | 8631684 | 67077710 | 333187110 | 324555426 | 58446026 | 87.13% | 18.01% | 212887520 | 86.26% | 86.26% | 86.26% | 18.01%
13000 | 13000 | 22054 | 50 | 1035151000 | 1035.151 | 0.20927 | 63909070 | 63.9091 | 71664970 | 71.665 | 17.3231 | 5.5004 | 18934520 | 18934520 | 32121680 | 4505691 | 262066200 | 7132816 | 69990720 | 332056920 | 324924104 | 62857904 | 89.81% | 19.35% | 209652960 | 86.06% | 86.06% | 86.06% | 19.35%
7000 | 14000 | 27460 | 70 | 1035194000 | 1035.194 | 0.21018 | 63727530 | 63.7275 | 74445050 | 74.445 | 16.926 | 5.5852 | 10195510 | 20391020 | 39995520 | 6079253 | 260247400 | 5718237 | 70582050 | 330829450 | 325111213 | 64863813 | 91.9% | 19.95% | 208197920 | 85.75% | 85.75% | 85.75% | 19.95%
2000 | 15936 | 27460 | 50 | 1035196000 | 1035.196 | 0.20971 | 64579770 | 64.5798 | 61597960 | 61.598 | 19.4425 | 4.9599 | 2913002 | 23210800 | 39995520 | 4237636 | 265035500 | 6451166 | 66119322 | 331154822 | 324703656 | 59668156 | 90.24% | 18.38% | 212028400 | 85.66% | 85.66% | 85.66% | 18.38%
16000 | 8000 | 22054 | 20 | 1035223000 | 1035.223 | 0.20807 | 64581830 | 64.5818 | 61594220 | 61.5942 | 19.2412 | 5.0426 | 23304020 | 11652010 | 32121680 | 1869985 | 266477500 | 9040689 | 67077710 | 333555210 | 324514521 | 58037021 | 86.52% | 17.88% | 213182000 | 86.36% | 86.36% | 86.36% | 17.88%
7000 | 13000 | 27460 | 60 | 1035293000 | 1035.293 | 0.20989 | 64020700 | 64.0207 | 70124050 | 70.124 | 17.6496 | 5.3965 | 10195510 | 18934520 | 39995520 | 5203888 | 262030300 | 6205044 | 69125550 | 331155850 | 324950806 | 62920506 | 91.02% | 19.36% | 209624240 | 85.78% | 85.78% | 85.78% | 19.36%
16077 | 8000 | 27460 | 80 | 1035315000 | 1035.315 | 0.21018 | 62932680 | 62.9327 | 86548450 | 86.5485 | 15.1468 | 6.1303 | 23416170 | 11652010 | 39995520 | 7396060 | 256163600 | 5760103 | 75063700 | 331227300 | 325467197 | 69303597 | 92.33% | 21.29% | 204930880 | 86.03% | 86.03% | 86.03% | 21.29%
16077 | 2000 | 27460 | 15 | 1035335000 | 1035.335 | 0.20792 | 64763160 | 64.7632 | 58972440 | 58.9724 | 19.8436 | 4.9081 | 23416170 | 2913002 | 39995520 | 1416004 | 267429200 | 9322513 | 66324692 | 333753892 | 324431379 | 57002179 | 85.94% | 17.57% | 213943360 | 86.39% | 86.39% | 86.39% | 17.57%
9000 | 7000 | 27460 | 10 | 1035346000 | 1035.346 | 0.20799 | 65306840 | 65.3068 | 50787550 | 50.7876 | 22.2279 | 4.4211 | 13108510 | 10195510 | 39995520 | 896033 | 270138700 | 9210128 | 63299540 | 333438240 | 324228112 | 54089412 | 85.45% | 16.68% | 216110960 | 86.18% | 86.18% | 86.18% | 16.68%
16077 | 7000 | 27460 | 70 | 1035353000 | 1035.353 | 0.20988 | 63221840 | 63.2218 | 82227450 | 82.2275 | 15.6922 | 5.9639 | 23416170 | 10195510 | 39995520 | 6455113 | 257929700 | 6236729 | 73607200 | 331536900 | 325300171 | 67370471 | 91.53% | 20.71% | 206343760 | 86.06% | 86.06% | 86.06% | 20.71%
7000 | 15936 | 27460 | 90 | 1035356000 | 1035.356 | 0.21083 | 63169360 | 63.1694 | 83021700 | 83.0217 | 15.6606 | 5.9427 | 10195510 | 23210800 | 39995520 | 7853451 | 256800400 | 4772352 | 73401830 | 330202230 | 325429878 | 68629478 | 93.5% | 21.09% | 205440320 | 85.68% | 85.68% | 85.68% | 21.09%
13000 | 7000 | 27460 | 45 | 1035368000 | 1035.368 | 0.20916 | 64105740 | 64.1057 | 68916550 | 68.9166 | 17.794 | 5.3777 | 18934520 | 10195510 | 39995520 | 4033809 | 263084800 | 7376747 | 69125550 | 332210350 | 324833603 | 61748803 | 89.33% | 19.01% | 210467840 | 86.07% | 86.07% | 86.07% | 19.01%
11000 | 14000 | 22054 | 45 | 1035368000 | 1035.368 | 0.20922 | 64183370 | 64.1834 | 67746470 | 67.7465 | 18.0269 | 5.3156 | 16021510 | 20391020 | 32121680 | 3988340 | 263537000 | 7271725 | 68534210 | 332071210 | 324799485 | 61262485 | 89.39% | 18.86% | 210829600 | 86.01% | 86.01% | 86.01% | 18.86%
7000 | 14000 | 22054 | 10 | 1035369000 | 1035.369 | 0.20806 | 65385950 | 65.3859 | 49617470 | 49.6175 | 22.6329 | 4.3465 | 10195510 | 20391020 | 32121680 | 883246.3 | 270597100 | 9108039 | 62708210 | 333305310 | 324197271 | 53600171 | 85.48% | 16.53% | 216477680 | 86.12% | 86.12% | 86.12% | 16.53%
14000 | 4000 | 27460 | 20 | 1035405000 | 1035.405 | 0.20821 | 64749520 | 64.7495 | 59248300 | 59.2483 | 19.7995 | 4.9123 | 20391020 | 5826005 | 39995520 | 1825175 | 267141900 | 8887681 | 66212545 | 333354445 | 324466764 | 57324864 | 86.58% | 17.67% | 213713520 | 86.27% | 86.27% | 86.27% | 17.67%
13000 | 12000 | 22054 | 40 | 1035436000 | 1035.436 | 0.20898 | 64214590 | 64.2146 | 67343970 | 67.344 | 18.0729 | 5.3101 | 18934520 | 17478010 | 32121680 | 3585019 | 263900500 | 7675605 | 68534210 | 332434710 | 324759105 | 60858605 | 88.8% | 18.74% | 211120400 | 86.11% | 86.11% | 86.11% | 18.74%
16077 | 10000 | 27460 | 100 | 1035447000 | 1035.447 | 0.21079 | 62368240 | 62.3682 | 95190450 | 95.1904 | 14.1731 | 6.4469 | 23416170 | 14565010 | 39995520 | 9283530 | 252689200 | 4864044 | 77976700 | 330665900 | 325801856 | 73112656 | 93.76% | 22.44% | 202151360 | 85.98% | 85.98% | 85.98% | 22.44%
5000 | 15936 | 22054 | 15 | 1035451000 | 1035.451 | 0.20835 | 65369040 | 65.369 | 49954620 | 49.9546 | 22.5481 | 4.3575 | 7282506 | 23210800 | 32121680 | 1297396 | 270294400 | 8675395 | 62614986 | 332909386 | 324233991 | 53939591 | 86.14% | 16.64% | 216235520 | 86% | 86% | 86% | 16.64%
16077 | 6000 | 27460 | 60 | 1035458000 | 1035.458 | 0.20959 | 63515390 | 63.5154 | 77906450 | 77.9065 | 16.2851 | 5.7912 | 23416170 | 8739007 | 39995520 | 5518122 | 259714100 | 6731298 | 72150697 | 331864797 | 325133499 | 65419399 | 90.67% | 20.12% | 207771280 | 86.09% | 86.09% | 86.09% | 20.12%
16077 | 7000 | 22054 | 10 | 1035465000 | 1035.465 | 0.20775 | 64876110 | 64.8761 | 57399860 | 57.3999 | 20.2066 | 4.8324 | 23416170 | 10195510 | 32121680 | 970304 | 268262000 | 9638153 | 65733360 | 333995360 | 324357207 | 56095207 | 85.34% | 17.29% | 214609600 | 86.43% | 86.43% | 86.43% | 17.29%
3000 | 12000 | 27460 | 15 | 1035467000 | 1035.467 | 0.20844 | 65521390 | 65.5214 | 47674050 | 47.6741 | 23.3884 | 4.2095 | 4369504 | 17478010 | 39995520 | 1282936 | 270893700 | 8542746 | 61843034 | 332736734 | 324193988 | 53300288 | 86.19% | 16.44% | 216714960 | 85.92% | 85.92% | 85.92% | 16.44%
16000 | 8000 | 27460 | 80 | 1035486000 | 1035.486 | 0.21023 | 62952460 | 62.9525 | 86421800 | 86.4218 | 15.1484 | 6.1296 | 23304020 | 11652010 | 39995520 | 7378959 | 256248900 | 5740609 | 74951550 | 331200450 | 325459841 | 69210941 | 92.34% | 21.27% | 204999120 | 86.02% | 86.02% | 86.02% | 21.27%
7000 | 12000 | 27460 | 50 | 1035501000 | 1035.501 | 0.2096 | 64321100 | 64.3211 | 65803050 | 65.803 | 18.4465 | 5.2008 | 10195510 | 17478010 | 39995520 | 4324811 | 263843200 | 6722335 | 67669040 | 331512240 | 324789905 | 60946705 | 90.07% | 18.76% | 211074560 | 85.82% | 85.82% | 85.82% | 18.76%
16000 | 2000 | 27460 | 15 | 1035509000 | 1035.509 | 0.20797 | 64783140 | 64.7831 | 58845800 | 58.8458 | 19.8554 | 4.9054 | 23304020 | 2913002 | 39995520 | 1410772 | 267515400 | 9302659 | 66212542 | 333727942 | 324425283 | 56909883 | 85.95% | 17.54% | 214012320 | 86.38% | 86.38% | 86.38% | 17.54%
9000 | 15936 | 22054 | 50 | 1035512000 | 1035.512 | 0.20952 | 64170540 | 64.1705 | 68083620 | 68.0836 | 17.9719 | 5.3235 | 13108510 | 23210800 | 32121680 | 4377552 | 263251300 | 6858563 | 68440990 | 331692290 | 324833727 | 61582427 | 89.98% | 18.96% | 210601040 | 85.9% | 85.9% | 85.9% | 18.96%
14000 | 14000 | 22054 | 70 | 1035525000 | 1035.525 | 0.21 | 63319250 | 63.3192 | 80930720 | 80.9307 | 15.8638 | 5.9082 | 20391020 | 20391020 | 32121680 | 6358800 | 258467300 | 6115662 | 72903720 | 331371020 | 325255358 | 66788058 | 91.61% | 20.53% | 206773840 | 85.99% | 85.99% | 85.99% | 20.53%
16000 | 7000 | 27460 | 70 | 1035525000 | 1035.525 | 0.20993 | 63241680 | 63.2417 | 82100800 | 82.1008 | 15.6946 | 5.9629 | 23304020 | 10195510 | 39995520 | 6439464 | 258015300 | 6217359 | 73495050 | 331510350 | 325292991 | 67277691 | 91.54% | 20.68% | 206412240 | 86.05% | 86.05% | 86.05% | 20.68%
9000 | 10000 | 27460 | 45 | 1035545000 | 1035.545 | 0.20936 | 64350740 | 64.3507 | 65400550 | 65.4005 | 18.4983 | 5.194 | 13108510 | 14565010 | 39995520 | 3928811 | 264200100 | 7118885 | 67669040 | 331869140 | 324750255 | 60550155 | 89.48% | 18.65% | 211360080 | 85.92% | 85.92% | 85.92% | 18.65%
5000 | 10000 | 27460 | 10 | 1035577000 | 1035.577 | 0.2082 | 65555350 | 65.5554 | 47271550 | 47.2715 | 23.4789 | 4.1981 | 7282506 | 14565010 | 39995520 | 866935.7 | 271268600 | 8959323 | 61843036 | 333111636 | 324152313 | 52883713 | 85.51% | 16.31% | 217014880 | 86.03% | 86.03% | 86.03% | 16.31%
| 13000 | 27460 |  | 1035608000 | 1035.608 | 0.20799 | 66118620 | 66.1186 | 38810800 | 38.8108 | 27.3352 | 3.6338 |  | 18934520 | 39995520 |  | 274290100 | 9300274 | 58930040 | 333220140 | 323919866 | 49629766 | 84.22% | 15.32% | 219432080 | 85.94% | 85.94% | 85.94% | 15.32%
11000 | 8000 | 27460 | 40 | 1035611000 | 1035.611 | 0.20911 | 64381770 | 64.3818 | 64998050 | 64.9981 | 18.5482 | 5.1877 | 16021510 | 11652010 | 39995520 | 3526382 | 264562800 | 7521873 | 67669040 | 332231840 | 324709967 | 60147167 | 88.88% | 18.52% | 211650240 | 86.02% | 86.02% | 86.02% | 18.52%
16000 | 10000 | 27460 | 100 | 1035621000 | 1035.621 | 0.21083 | 62388190 | 62.3882 | 95063800 | 95.0638 | 14.173 | 6.4467 | 23304020 | 14565010 | 39995520 | 9262321 | 252775200 | 4845695 | 77864550 | 330639750 | 325794055 | 73018855 | 93.78% | 22.41% | 202220160 | 85.97% | 85.97% | 85.97% | 22.41%
14000 | 13000 | 22054 | 60 | 1035627000 | 1035.627 | 0.2097 | 63612630 | 63.6126 | 76609720 | 76.6097 | 16.4752 | 5.7329 | 20391020 | 18934520 | 32121680 | 5434873 | 260251000 | 6608201 | 71447220 | 331698220 | 325090019 | 64839019 | 90.75% | 19.94% | 208200800 | 86.02% | 86.02% | 86.02% | 19.94%
16000 | 6000 | 27460 | 60 | 1035630000 | 1035.63 | 0.20964 | 63535200 | 63.5352 | 77779800 | 77.7798 | 16.2886 | 5.79 | 23304020 | 8739007 | 39995520 | 5504644 | 259799600 | 6711600 | 72038547 | 331838147 | 325126547 | 65326947 | 90.68% | 20.09% | 207839680 | 86.08% | 86.08% | 86.08% | 20.09%
16000 | 7000 | 22054 | 10 | 1035639000 | 1035.639 | 0.20779 | 64896040 | 64.896 | 57273220 | 57.2732 | 20.2195 | 4.8295 | 23304020 | 10195510 | 32121680 | 966049.5 | 268348000 | 9618033 | 65621210 | 333969210 | 324351177 | 56003177 | 85.34% | 17.27% | 214678400 | 86.42% | 86.42% | 86.42% | 17.27%
16077 | 5000 | 27460 | 50 | 1035674000 | 1035.674 | 0.2093 | 63816360 | 63.8164 | 73585450 | 73.5854 | 16.9289 | 5.6128 | 23416170 | 7282506 | 39995520 | 4573123 | 261529400 | 7257549 | 70694196 | 332223596 | 324966047 | 63436647 | 89.73% | 19.52% | 209223520 | 86.14% | 86.14% | 86.14% | 19.52%
2000 | 14000 | 27460 | 30 | 1035678000 | 1035.678 | 0.2091 | 65180700 | 65.1807 | 53021300 | 53.0213 | 21.621 | 4.5182 | 2913002 | 20391020 | 39995520 | 2535953 | 268660700 | 7567932 | 63299542 | 331960242 | 324392310 | 55731610 | 88.04% | 17.18% | 214928560 | 85.77% | 85.77% | 85.77% | 17.18%
14000 | 15936 | 22054 | 90 | 1035681000 | 1035.681 | 0.21064 | 62760680 | 62.7607 | 89507380 | 89.5074 | 14.7786 | 6.2419 | 20391020 | 23210800 | 32121680 | 8212499 | 255018600 | 5160151 | 75723500 | 330742100 | 325581949 | 70563349 | 93.19% | 21.67% | 204014880 | 85.92% | 85.92% | 85.92% | 21.67%
13000 | 6000 | 27460 | 35 | 1035681000 | 1035.681 | 0.20887 | 64413140 | 64.4131 | 64595550 | 64.5956 | 18.598 | 5.1815 | 18934520 | 8739007 | 39995520 | 3122382 | 264926900 | 7926434 | 67669047 | 332595947 | 324669513 | 59742613 | 88.29% | 18.4% | 211941520 | 86.12% | 86.12% | 86.12% | 18.4%
3000 | 15936 | 27460 | 60 | 1035686000 | 1035.686 | 0.21014 | 64284340 | 64.2843 | 66542700 | 66.5427 | 18.3282 | 5.2181 | 4369504 | 23210800 | 39995520 | 5084850 | 263224500 | 5938978 | 67575824 | 330800324 | 324861346 | 61636846 | 91.21% | 18.97% | 210579600 | 85.62% | 85.62% | 85.62% | 18.97%
11000 | 13000 | 22054 | 35 | 1035687000 | 1035.687 | 0.20894 | 64491130 | 64.4911 | 63425470 | 63.4255 | 18.8586 | 5.1168 | 16021510 | 18934520 | 32121680 | 3087064 | 265380600 | 7821922 | 67077710 | 332458310 | 324636388 | 59255788 | 88.34% | 18.25% | 212304480 | 86.06% | 86.06% | 86.06% | 18.25%
16077 | 10000 | 22054 | 45 | 1035720000 | 1035.72 | 0.20912 | 63923730 | 63.9237 | 72012860 | 72.0129 | 17.1767 | 5.5486 | 23416170 | 14565010 | 32121680 | 4118400 | 262338900 | 7550863 | 70102860 | 332441760 | 324890897 | 62551997 | 89.23% | 19.25% | 209871120 | 86.17% | 86.17% | 86.17% | 19.25%
5000 | 13000 | 27460 | 45 | 1035741000 | 1035.741 | 0.20956 | 64596920 | 64.5969 | 61884550 | 61.8845 | 19.2766 | 5.0042 | 7282506 | 18934520 | 39995520 | 3846324 | 265320300 | 6863728 | 66212546 | 331532846 | 324669118 | 59348818 | 89.63% | 18.28% | 212256240 | 85.77% | 85.77% | 85.77% | 18.28%
11000 | 10000 | 22054 |  | 1035755000 | 1035.755 | 0.20758 | 65464970 | 65.465 | 48812470 | 48.8125 | 22.7748 | 4.3298 | 16021510 | 14565010 | 32121680 |  | 271393100 | 9992511 | 62708200 | 334101300 | 324108789 | 52715689 | 84.07% | 16.26% | 217114480 | 86.34% | 86.34% | 86.34% | 16.26%
13000 | 3000 | 27460 |  | 1035774000 | 1035.774 | 0.20751 | 65388620 | 65.3886 | 49982550 | 49.9826 | 22.3559 | 4.4065 | 18934520 | 4369504 | 39995520 |  | 270946200 | 10107410 | 63299544 | 334245744 | 324138334 | 53192134 | 84.03% | 16.41% | 216756960 | 86.4% | 86.4% | 86.4% | 16.41%
| 15936 | 27460 | 35 | 1035800000 | 1035.8 | 0.20939 | 65166380 | 65.1664 | 53358460 | 53.3585 | 21.5402 | 4.5291 |  | 23210800 | 39995520 | 2937733 | 268368900 | 7147356 | 63206320 | 331575220 | 324427864 | 56058964 | 88.69% | 17.28% | 214695120 | 85.66% | 85.66% | 85.66% | 17.28%
14000 | 3000 | 27460 | 10 | 1035822000 | 1035.822 | 0.20793 | 65063790 | 65.0638 | 54927300 | 54.9273 | 20.857 | 4.6924 | 20391020 | 4369504 | 39995520 | 936264.3 | 269012700 | 9463782 | 64756044 | 333768744 | 324304962 | 55292262 | 85.39% | 17.05% | 215210160 | 86.33% | 86.33% | 86.33% | 17.05%
14000 | 12000 | 22054 | 50 | 1035843000 | 1035.843 | 0.20941 | 63913580 | 63.9136 | 72288720 | 72.2887 | 17.1401 | 5.5518 | 20391020 | 17478010 | 32121680 | 4505691 | 262066200 | 7132816 | 69990710 | 332056910 | 324924094 | 62857894 | 89.81% | 19.35% | 209652960 | 86.06% | 86.06% | 86.06% | 19.35%
16000 | 5000 | 27460 | 50 | 1035846000 | 1035.846 | 0.20934 | 63836180 | 63.8362 | 73458800 | 73.4588 | 16.9337 | 5.6113 | 23304020 | 7282506 | 39995520 | 4561932 | 261614900 | 7237664 | 70582046 | 332196946 | 324959282 | 63344382 | 89.75% | 19.49% | 209291920 | 86.13% | 86.13% | 86.13% | 19.49%
16000 | 10000 | 22054 | 45 | 1035892000 | 1035.892 | 0.20917 | 63943540 | 63.9435 | 71886220 | 71.8862 | 17.182 | 5.547 | 23304020 | 14565010 | 32121680 | 4108240 | 262424400 | 7530818 | 69990710 | 332415110 | 324884292 | 62459892 | 89.24% | 19.23% | 209939520 | 86.16% | 86.16% | 86.16% | 19.23%
7000 | 13000 | 22054 |  | 1035909000 | 1035.909 | 0.20779 | 65708370 | 65.7084 | 45296470 | 45.2965 | 24.1259 | 4.0986 | 10195510 | 18934520 | 32121680 |  | 272501700 | 9717473 | 61251710 | 333753410 | 324035937 | 51534237 | 84.14% | 15.9% | 218001360 | 86.18% | 86.18% | 86.18% | 15.9%
9000 | 6000 | 27460 |  | 1035910000 | 1035.91 | 0.20772 | 65630840 | 65.6308 | 46466550 | 46.4665 | 23.6468 | 4.1779 | 13108510 | 8739007 | 39995520 |  | 272050000 | 9827462 | 61843037 | 333893037 | 324065575 | 52015575 | 84.11% | 16.05% | 217640000 | 86.24% | 86.24% | 86.24% | 16.05%
11000 | 7000 | 27460 | 30 | 1035941000 | 1035.941 | 0.20883 | 64690330 | 64.6903 | 60677050 | 60.6771 | 19.4462 | 4.982 | 16021510 | 10195510 | 39995520 | 2637599 | 266409700 | 8074130 | 66212540 | 332622240 | 324548110 | 58138410 | 87.81% | 17.91% | 213127760 | 86.07% | 86.07% | 86.07% | 17.91%
9000 | 14000 | 22054 | 30 | 1035952000 | 1035.952 | 0.2089 | 64768660 | 64.7687 | 59506970 | 59.507 | 19.7379 | 4.9147 | 13108510 | 20391020 | 32121680 | 2611698 | 266864800 | 7970100 | 65621210 | 332486010 | 324515910 | 57651110 | 87.85% | 17.77% | 213491840 | 86.01% | 86.01% | 86.01% | 17.77%
16077 | 4000 | 27460 | 40 | 1035956000 | 1035.956 | 0.20901 | 64121710 | 64.1217 | 69264450 | 69.2644 | 17.6374 | 5.4268 | 23416170 | 5826005 | 39995520 | 3639181 | 263363000 | 7800992 | 69237695 | 332600695 | 324799703 | 61436703 | 88.73% | 18.92% | 210690400 | 86.18% | 86.18% | 86.18% | 18.92%
3000 | 14000 | 27460 | 40 | 1036005000 | 1036.005 | 0.20952 | 64874340 | 64.8743 | 57966050 | 57.9661 | 20.2077 | 4.7989 | 4369504 | 20391020 | 39995520 | 3386786 | 266804100 | 7009859 | 64756044 | 331560144 | 324550285 | 57746185 | 89.17% | 17.79% | 213443280 | 85.72% | 85.72% | 85.72% | 17.79%
13000 | 5000 | 27460 | 25 | 1036013000 | 1036.013 | 0.20859 | 64721760 | 64.7218 | 60274550 | 60.2745 | 19.5032 | 4.9746 | 18934520 | 7282506 | 39995520 | 2233329 | 266774000 | 8478961 | 66212546 | 332986546 | 324507585 | 57733585 | 87.19% | 17.79% | 213419200 | 86.17% | 86.17% | 86.17% | 17.79%
11000 | 12000 | 22054 | 25 | 1036023000 | 1036.023 | 0.20866 | 64800040 | 64.8 | 59104470 | 59.1045 | 19.7976 | 4.9069 | 16021510 | 17478010 | 32121680 | 2207681 | 267229000 | 8374678 | 65621200 | 332850200 | 324475522 | 57246522 | 87.24% | 17.64% | 213783200 | 86.11% | 86.11% | 86.11% | 17.64%
14000 | 6000 | 27460 | 45 | 1036060000 | 1036.06 | 0.2093 | 64110260 | 64.1103 | 69540300 | 69.5403 | 17.6007 | 5.4299 | 20391020 | 8739007 | 39995520 | 4033809 | 263084800 | 7376747 | 69125547 | 332210347 | 324833600 | 61748800 | 89.33% | 19.01% | 210467840 | 86.07% | 86.07% | 86.07% | 19.01%
2000 | 13000 | 27460 | 20 | 1036062000 | 1036.062 | 0.20882 | 65492780 | 65.4928 | 48700300 | 48.7003 | 22.9631 | 4.2789 | 2913002 | 18934520 | 39995520 | 1695001 | 270522300 | 8130109 | 61843042 | 332365342 | 324235233 | 53712933 | 86.85% | 16.57% | 216417840 | 85.82% | 85.82% | 85.82% | 16.57%
7000 | 15936 | 22054 | 35 | 1036072000 | 1036.072 | 0.20919 | 64754220 | 64.7542 | 59844130 | 59.8441 | 19.6728 | 4.9238 | 10195510 | 23210800 | 32121680 | 3011821 | 266572500 | 7549171 | 65527990 | 332100490 | 324551319 | 57978819 | 88.48% | 17.86% | 213258000 | 85.9% | 85.9% | 85.9% | 17.86%
5000 | 12000 | 27460 | 35 | 1036075000 | 1036.075 | 0.20928 | 64905710 | 64.9057 | 57563550 | 57.5635 | 20.2714 | 4.7904 | 7282506 | 17478010 | 39995520 | 2982786 | 267168200 | 7414420 | 64756036 | 331924236 | 324509816 | 57341616 | 88.55% | 17.67% | 213734560 | 85.82% | 85.82% | 85.82% | 17.67%
13000 | 10000 | 22054 | 20 | 1036106000 | 1036.106 | 0.20841 | 64832270 | 64.8323 | 58701970 | 58.702 | 19.8562 | 4.8993 | 18934520 | 14565010 | 32121680 | 1799681 | 267596700 | 8783244 | 65621210 | 333217910 | 324434666 | 56837966 | 86.62% | 17.52% | 214077360 | 86.21% | 86.21% | 86.21% | 17.52%
16000 | 4000 | 27460 | 40 | 1036129000 | 1036.129 | 0.20905 | 64141560 | 64.1416 | 69137800 | 69.1378 | 17.6437 | 5.425 | 23304020 | 5826005 | 39995520 | 3630124 | 263448600 | 7780992 | 69125545 | 332574145 | 324793153 | 61344553 | 88.74% | 18.89% | 210758880 | 86.17% | 86.17% | 86.17% | 18.89%
7000 | 10000 | 27460 | 30 | 1036145000 | 1036.145 | 0.20903 | 64937080 | 64.9371 | 57161050 | 57.1611 | 20.3358 | 4.7819 | 10195510 | 14565010 | 39995520 | 2578786 | 267532300 | 7818981 | 64756040 | 332288340 | 324469359 | 56937059 | 87.93% | 17.55% | 214025840 | 85.92% | 85.92% | 85.92% | 17.55%
16077 | 6000 | 22054 |  | 1036172000 | 1036.172 | 0.20747 | 65209600 | 65.2096 | 53078860 | 53.0789 | 21.2873 | 4.6142 | 23416170 | 8739007 | 32121680 |  | 270212800 | 10302450 | 64276857 | 334489657 | 324187207 | 53974407 | 83.97% | 16.65% | 216170240 | 86.51% | 86.51% | 86.51% | 16.65%
16077 | 15936 | 13405 | 15 | 1036182000 | 1036.182 | 0.20811 | 64742570 | 64.7426 | 60129950 | 60.13 | 19.4511 | 4.9987 | 23416170 | 23210800 | 19524400 | 1408005 | 267562400 | 9291830 | 66151370 | 333713770 | 324421940 | 56859540 | 85.95% | 17.53% | 214049920 | 86.37% | 86.37% | 86.37% | 17.53%
9000 | 8000 | 27460 | 25 | 1036216000 | 1036.216 | 0.20879 | 64968460 | 64.9685 | 56758550 | 56.7585 | 20.4008 | 4.7732 | 13108510 | 11652010 | 39995520 | 2174786 | 267896400 | 8223542 | 64756040 | 332652440 | 324428898 | 56532498 | 87.3% | 17.43% | 214317120 | 86.02% | 86.02% | 86.02% | 17.43%
16077 | 3000 | 27460 | 30 | 1036270000 | 1036.27 | 0.20872 | 64429100 | 64.4291 | 64943440 | 64.9434 | 18.4268 | 5.2312 | 23416170 | 4369504 | 39995520 | 2725411 | 265205000 | 8350875 | 67781194 | 332986194 | 324635319 | 59430319 | 87.68% | 18.31% | 212164000 | 86.23% | 86.23% | 86.23% | 18.31%
3000 | 15936 | 22054 |  | 1036290000 | 1036.29 | 0.20804 | 65971220 | 65.9712 | 41715130 | 41.7151 | 25.6895 | 3.8588 | 4369504 | 23210800 | 32121680 |  | 273692700 | 9436187 | 59701984 | 333394684 | 323958497 | 50265797 | 84.19% | 15.52% | 218954160 | 86.02% | 86.02% | 86.02% | 15.52%
11000 | 6000 | 27460 | 20 | 1036298000 | 1036.298 | 0.20855 | 65000620 | 65.0006 | 56356050 | 56.3561 | 20.465 | 4.7648 | 16021510 | 8739007 | 39995520 | 1767138 | 268263800 | 8631755 | 64756037 | 333019837 | 324388082 | 56124282 | 86.67% | 17.3% | 214611040 | 86.12% | 86.12% | 86.12% | 17.3%
9000 | 13000 | 22054 | 20 | 1036317000 | 1036.317 | 0.20862 | 65079480 | 65.0795 | 55185970 | 55.186 | 20.7969 | 4.6944 | 13108510 | 18934520 | 32121680 | 1747985 | 268721200 | 8529298 | 64164710 | 332885910 | 324356612 | 55635412 | 86.71% | 17.15% | 214976960 | 86.06% | 86.06% | 86.06% | 17.15%
13000 | 10000 | 27460 | 80 | 1036337000 | 1036.337 | 0.21056 | 63200750 | 63.2007 | 83529550 | 83.5296 | 15.4611 | 6.0231 | 18934520 | 14565010 | 39995520 | 7167464 | 257359200 | 5488349 | 73495050 | 330854250 | 325365901 | 68006701 | 92.53% | 20.9% | 205887360 | 85.87% | 85.87% | 85.87% | 20.9%
16000 | 6000 | 22054 |  | 1036338000 | 1036.338 | 0.20752 | 65229000 | 65.229 | 52952220 | 52.9522 | 21.3047 | 4.6107 | 23304020 | 8739007 | 32121680 |  | 270296600 | 10279710 | 64164707 | 334461307 | 324181597 | 53884997 | 83.98% | 16.62% | 216237280 | 86.5% | 86.5% | 86.5% | 16.62%
16077 | 8000 | 22054 | 25 | 1036347000 | 1036.347 | 0.20855 | 64538570 | 64.5386 | 63370860 | 63.3709 | 18.7337 | 5.1601 | 23416170 | 11652010 | 32121680 | 2284849 | 266023300 | 8651519 | 67189860 | 333213160 | 324561641 | 58538341 | 87.12% | 18.04% | 212818640 | 86.27% | 86.27% | 86.27% | 18.04%
16000 | 15936 | 13405 | 15 | 1036356000 | 1036.356 | 0.20816 | 64762550 | 64.7626 | 60003300 | 60.0033 | 19.4618 | 4.9962 | 23304020 | 23210800 | 19524400 | 1403038 | 267648600 | 9271976 | 66039220 | 333687820 | 324415844 | 56767244 | 85.96% | 17.5% | 214118880 | 86.36% | 86.36% | 86.36% | 17.5%
3000 | 13000 | 27460 | 30 | 1036370000 | 1036.37 | 0.20924 | 65185210 | 65.1852 | 53645050 | 53.645 | 21.3338 | 4.5746 | 4369504 | 18934520 | 39995520 | 2535953 | 268660700 | 7567932 | 63299544 | 331960244 | 324392312 | 55731612 | 88.04% | 17.18% | 214928560 | 85.77% | 85.77% | 85.77% | 17.18%
14000 | 5000 | 27460 | 35 | 1036373000 | 1036.373 | 0.20901 | 64417650 | 64.4176 | 65219300 | 65.2193 | 18.3861 | 5.235 | 20391020 | 7282506 | 39995520 | 3122382 | 264926900 | 7926434 | 67669046 | 332595946 | 324669512 | 59742612 | 88.29% | 18.4% | 211941520 | 86.12% | 86.12% | 86.12% | 18.4%
| 14000 | 27460 | 15 | 1036398000 | 1036.398 | 0.20878 | 65774950 | 65.775 | 44781800 | 44.7818 | 24.4321 | 4.0383 |  | 20391020 | 39995520 | 1264832 | 272025900 | 8293083 | 60386540 | 332412440 | 324119357 | 52093457 | 86.27% | 16.07% | 217620720 | 85.77% | 85.77% | 85.77% | 16.07%
13000 | 4000 | 27460 | 15 | 1036400000 | 1036.4 | 0.20831 | 65034090 | 65.0341 | 55953550 | 55.9535 | 20.5274 | 4.7568 | 18934520 | 5826005 | 39995520 | 1353412 | 268636700 | 9046055 | 64756045 | 333392745 | 324346690 | 55709990 | 86.03% | 17.18% | 214909360 | 86.22% | 86.22% | 86.22% | 17.18%
16000 | 3000 | 27460 | 30 | 1036443000 | 1036.443 | 0.20877 | 64449020 | 64.449 | 64816800 | 64.8168 | 18.4349 | 5.229 | 23304020 | 4369504 | 39995520 | 2718381 | 265291000 | 8330995 | 67669044 | 332960044 | 324629049 | 59338049 | 87.69% | 18.28% | 212232800 | 86.22% | 86.22% | 86.22% | 18.28%
14000 | 10000 | 22054 | 30 | 1036449000 | 1036.449 | 0.20884 | 64527010 | 64.527 | 63646720 | 63.6467 | 18.6915 | 5.1642 | 20391020 | 14565010 | 32121680 | 2683064 | 265744700 | 8226483 | 67077710 | 332822410 | 324595927 | 58851227 | 87.74% | 18.13% | 212595760 | 86.16% | 86.16% | 86.16% | 18.13%
14000 | 2000 | 27460 |  | 1036466000 | 1036.466 | 0.20765 | 65393140 | 65.3931 | 50606300 | 50.6063 | 22.0469 | 4.4647 | 20391020 | 2913002 | 39995520 |  | 270946200 | 10107410 | 63299542 | 334245742 | 324138332 | 53192132 | 84.03% | 16.41% | 216756960 | 86.4% | 86.4% | 86.4% | 16.41%
13000 | 8000 | 27460 | 60 | 1036491000 | 1036.491 | 0.20997 | 63784200 | 63.7842 | 74887550 | 74.8876 | 16.6746 | 5.6724 | 18934520 | 11652010 | 39995520 | 5341049 | 260912700 | 6457467 | 70582050 | 331494750 | 325037283 | 64124583 | 90.85% | 19.73% | 208730160 | 85.93% | 85.93% | 85.93% | 19.73%
13000 | 12000 | 27460 | 100 | 1036506000 | 1036.506 | 0.21117 | 62638700 | 62.6387 | 92171550 | 92.1715 | 14.4268 | 6.3509 | 18934520 | 17478010 | 39995520 | 8994134 | 253894700 | 4608357 | 76408050 | 330302750 | 325694393 | 71799693 | 93.97% | 22.05% | 203115760 | 85.82% | 85.82% | 85.82% | 22.05%
2000 | 12000 | 27460 | 10 | 1036507000 | 1036.507 | 0.20854 | 65808920 | 65.8089 | 44379300 | 44.3793 | 24.5356 | 4.0257 | 2913002 | 17478010 | 39995520 | 848831.8 | 272400800 | 8709660 | 60386532 | 332787332 | 324077672 | 51676872 | 85.58% | 15.95% | 217920640 | 85.88% | 85.88% | 85.88% | 15.95%
9000 | 13000 | 27460 | 80 | 1036515000 | 1036.515 | 0.21076 | 63445760 | 63.4458 | 80013550 | 80.0135 | 15.9505 | 5.8641 | 13108510 | 18934520 | 39995520 | 6974891 | 258474500 | 5239313 | 72038550 | 330513050 | 325273737 | 66799237 | 92.73% | 20.54% | 206779600 | 85.72% | 85.72% | 85.72% | 20.54%
16000 | 8000 | 22054 | 25 | 1036521000 | 1036.521 | 0.20859 | 64558520 | 64.5585 | 63244220 | 63.2442 | 18.7426 | 5.1578 | 23304020 | 11652010 | 32121680 | 2278424 | 266109400 | 8631684 | 67077710 | 333187110 | 324555426 | 58446026 | 87.13% | 18.01% | 212887520 | 86.26% | 86.26% | 86.26% | 18.01%
9000 | 14000 | 27460 | 90 | 1036550000 | 1036.55 | 0.21106 | 63161450 | 63.1615 | 84334550 | 84.3345 | 15.371 | 6.0367 | 13108510 | 20391020 | 39995520 | 7867086 | 256728600 | 4787757 | 73495050 | 330223650 | 325435893 | 68707293 | 93.49% | 21.11% | 205382880 | 85.69% | 85.69% | 85.69% | 21.11%
9000 | 12000 | 27460 | 70 | 1036578000 | 1036.578 | 0.21047 | 63736550 | 63.7366 | 75692550 | 75.6925 | 16.5795 | 5.6859 | 13108510 | 17478010 | 39995520 | 6079253 | 260247400 | 5718237 | 70582040 | 330829440 | 325111203 | 64863803 | 91.9% | 19.95% | 208197920 | 85.75% | 85.75% | 85.75% | 19.95%
11000 | 15936 | 22054 | 70 | 1036585000 | 1036.585 | 0.21038 | 63585730 | 63.5857 | 77973130 | 77.9731 | 16.2123 | 5.7975 | 16021510 | 23210800 | 32121680 | 6164979 | 259654500 | 5850099 | 71353990 | 331008490 | 325158391 | 65503891 | 91.8% | 20.15% | 207723600 | 85.83% | 85.83% | 85.83% | 20.15%
16077 | 2000 | 27460 | 20 | 1036614000 | 1036.614 | 0.20844 | 64738560 | 64.7386 | 60622440 | 60.6224 | 19.3134 | 5.0251 | 23416170 | 2913002 | 39995520 | 1830434 | 267055700 | 8907508 | 66324692 | 333380392 | 324472884 | 57417184 | 86.57% | 17.7% | 213644560 | 86.28% | 86.28% | 86.28% | 17.7%
9000 | 7000 | 27460 | 15 | 1036620000 | 1036.62 | 0.20851 | 65281900 | 65.2819 | 52437550 | 52.4376 | 21.555 | 4.5455 | 13108510 | 10195510 | 39995520 | 1312033 | 269763700 | 8793551 | 63299540 | 333063240 | 324269689 | 54505989 | 86.11% | 16.81% | 215810960 | 86.07% | 86.07% | 86.07% | 16.81%
7000 | 14000 | 22054 | 15 | 1036643000 | 1036.643 | 0.20858 | 65361010 | 65.361 | 51267470 | 51.2675 | 21.9337 | 4.472 | 10195510 | 20391020 | 32121680 | 1299246 | 270222100 | 8691461 | 62708210 | 332930310 | 324238849 | 54016749 | 86.14% | 16.66% | 216177680 | 86.01% | 86.01% | 86.01% | 16.66%
16077 | 13000 | 22054 | 80 | 1036691000 | 1036.691 | 0.21053 | 63018830 | 63.0188 | 86625860 | 86.6259 | 15.0172 | 6.1737 | 23416170 | 18934520 | 32121680 | 7307204 | 256613700 | 5657328 | 74472370 | 331086070 | 325428742 | 68815042 | 92.4% | 21.15% | 205290960 | 85.97% | 85.97% | 85.97% | 21.15%
16077 | 14000 | 22054 | 90 | 1036704000 | 1036.704 | 0.21083 | 62733080 | 62.7331 | 90946860 | 90.9469 | 14.5196 | 6.3339 | 23416170 | 20391020 | 32121680 | 8246187 | 254861800 | 5195101 | 75928870 | 330790670 | 325595569 | 70733769 | 93.16% | 21.72% | 203889440 | 85.94% | 85.94% | 85.94% | 21.72%
14000 | 4000 | 27460 | 25 | 1036704000 | 1036.704 | 0.20873 | 64726270 | 64.7263 | 60898300 | 60.8983 | 19.2693 | 5.0295 | 20391020 | 5826005 | 39995520 | 2233329 | 266774000 | 8478961 | 66212545 | 332986545 | 324507584 | 57733584 | 87.19% | 17.79% | 213419200 | 86.17% | 86.17% | 86.17% | 17.79%
13000 | 7000 | 27460 | 50 | 1036705000 | 1036.705 | 0.20968 | 64085010 | 64.085 | 70566550 | 70.5666 | 17.3664 | 5.4874 | 18934520 | 10195510 | 39995520 | 4430342 | 262727400 | 6979663 | 69125550 | 331852950 | 324873287 | 62145887 | 89.9% | 19.13% | 210181920 | 85.97% | 85.97% | 85.97% | 19.13%
11000 | 14000 | 22054 | 50 | 1036707000 | 1036.707 | 0.20975 | 64162720 | 64.1627 | 69396470 | 69.3965 | 17.5876 | 5.4262 | 16021510 | 20391020 | 32121680 | 4384461 | 263180000 | 6875054 | 68534210 | 331714210 | 324839156 | 61659156 | 89.97% | 18.98% | 210544000 | 85.91% | 85.91% | 85.91% | 18.98%
16077 | 7000 | 22054 | 15 | 1036727000 | 1036.727 | 0.20826 | 64850360 | 64.8504 | 59049860 | 59.0499 | 19.6571 | 4.9506 | 23416170 | 10195510 | 32121680 | 1390030 | 267883700 | 9217844 | 65733360 | 333617060 | 324399216 | 56515516 | 85.98% | 17.42% | 214306960 | 86.33% | 86.33% | 86.33% | 17.42%
11000 | 5000 | 27460 | 10 | 1036730000 | 1036.73 | 0.20827 | 65315860 | 65.3159 | 52035050 | 52.035 | 21.6269 | 4.5363 | 16021510 | 7282506 | 39995520 | 896033 | 270138700 | 9210128 | 63299536 | 333438236 | 324228108 | 54089408 | 85.45% | 16.68% | 216110960 | 86.18% | 86.18% | 86.18% | 16.68%
16077 | 12000 | 22054 | 70 | 1036735000 | 1036.735 | 0.21023 | 63308390 | 63.3084 | 82304860 | 82.3049 | 15.5559 | 6.0074 | 23416170 | 17478010 | 32121680 | 6373724 | 258381500 | 6134920 | 73015860 | 331397360 | 325262440 | 66880940 | 91.6% | 20.56% | 206705200 | 86% | 86% | 86% | 20.56%
5000 | 15936 | 22054 | 20 | 1036737000 | 1036.737 | 0.20887 | 65344860 | 65.3449 | 51604620 | 51.6046 | 21.8529 | 4.4827 | 7282506 | 23210800 | 32121680 | 1709902 | 269922700 | 8262318 | 62614986 | 332537686 | 324275368 | 54352668 | 86.8% | 16.76% | 215938160 | 85.9% | 85.9% | 85.9% | 16.76%
13000 | 12000 | 22054 | 45 | 1036751000 | 1036.751 | 0.2095 | 64192390 | 64.1924 | 68993970 | 68.994 | 17.6333 | 5.4206 | 18934520 | 17478010 | 32121680 | 3988340 | 263537000 | 7271725 | 68534210 | 332071210 | 324799485 | 61262485 | 89.39% | 18.86% | 210829600 | 86.01% | 86.01% | 86.01% | 18.86%
9000 | 12000 | 22054 | 10 | 1036753000 | 1036.753 | 0.20834 | 65394980 | 65.395 | 50864970 | 50.865 | 22.0094 | 4.4623 | 13108510 | 17478010 | 32121680 | 883246.3 | 270597100 | 9108039 | 62708200 | 333305300 | 324197261 | 53600161 | 85.48% | 16.53% | 216477680 | 86.12% | 86.12% | 86.12% | 16.53%
3000 | 12000 | 27460 | 20 | 1036754000 | 1036.754 | 0.20896 | 65497300 | 65.4973 | 49324050 | 49.324 | 22.6371 | 4.3368 | 4369504 | 17478010 | 39995520 | 1695001 | 270522300 | 8130109 | 61843034 | 332365334 | 324235225 | 53712925 | 86.85% | 16.57% | 216417840 | 85.82% | 85.82% | 85.82% | 16.57%
16000 | 2000 | 27460 | 20 | 1036788000 | 1036.788 | 0.20849 | 64758540 | 64.7585 | 60495800 | 60.4958 | 19.3238 | 5.0226 | 23304020 | 2913002 | 39995520 | 1825175 | 267141900 | 8887681 | 66212542 | 333354442 | 324466761 | 57324861 | 86.58% | 17.67% | 213713520 | 86.27% | 86.27% | 86.27% | 17.67%
5000 | 10000 | 27460 | 15 | 1036851000 | 1036.851 | 0.20872 | 65530410 | 65.5304 | 48921550 | 48.9216 | 22.7219 | 4.3259 | 7282506 | 14565010 | 39995520 | 1282936 | 270893700 | 8542746 | 61843036 | 332736736 | 324193990 | 53300290 | 86.19% | 16.44% | 216714960 | 85.92% | 85.92% | 85.92% | 16.44%
16000 | 13000 | 22054 | 80 | 1036863000 | 1036.863 | 0.21058 | 63038640 | 63.0386 | 86499220 | 86.4992 | 15.0185 | 6.173 | 23304020 | 18934520 | 32121680 | 7290850 | 256699200 | 5637887 | 74360220 | 331059420 | 325421533 | 68722333 | 92.42% | 21.12% | 205359360 | 85.96% | 85.96% | 85.96% | 21.12%
16000 | 14000 | 22054 | 90 | 1036876000 | 1036.876 | 0.21088 | 62752920 | 62.7529 | 90820220 | 90.8202 | 14.5201 | 6.3335 | 23304020 | 20391020 | 32121680 | 8227709 | 254947400 | 5176015 | 75816720 | 330764120 | 325588105 | 70640705 | 93.17% | 21.7% | 203957920 | 85.93% | 85.93% | 85.93% | 21.7%
5000 | 14000 | 27460 | 60 | 1036879000 | 1036.879 | 0.21037 | 64276390 | 64.2764 | 67855550 | 67.8555 | 17.9281 | 5.321 | 7282506 | 20391020 | 39995520 | 5091152 | 263152500 | 5954931 | 67669046 | 330821546 | 324866615 | 61714115 | 91.2% | 19% | 210522000 | 85.63% | 85.63% | 85.63% | 19%
9000 | 10000 | 27460 | 50 | 1036884000 | 1036.884 | 0.20988 | 64330120 | 64.3301 | 67050550 | 67.0506 | 18.0343 | 5.3063 | 13108510 | 14565010 | 39995520 | 4324811 | 263843200 | 6722335 | 67669040 | 331512240 | 324789905 | 60946705 | 90.07% | 18.76% | 211074560 | 85.82% | 85.82% | 85.82% | 18.76%
5000 | 15936 | 27460 | 80 | 1036901000 | 1036.901 | 0.21101 | 63708910 | 63.7089 | 76432210 | 76.4322 | 16.4733 | 5.7026 | 7282506 | 23210800 | 39995520 | 6793323 | 259666700 | 4977440 | 70488826 | 330155526 | 325178086 | 65511386 | 92.94% | 20.15% | 207733360 | 85.56% | 85.56% | 85.56% | 20.15%
16000 | 7000 | 22054 | 15 | 1036902000 | 1036.902 | 0.20831 | 64870360 | 64.8704 | 58923220 | 58.9232 | 19.6684 | 4.948 | 23304020 | 10195510 | 32121680 | 1385462 | 267970000 | 9198039 | 65621210 | 333591210 | 324393171 | 56423171 | 85.98% | 17.39% | 214376000 | 86.31% | 86.31% | 86.31% | 17.39%
16000 | 12000 | 22054 | 70 | 1036908000 | 1036.908 | 0.21028 | 63328280 | 63.3283 | 82178220 | 82.1782 | 15.558 | 6.0065 | 23304020 | 17478010 | 32121680 | 6358800 | 258467300 | 6115662 | 72903710 | 331371010 | 325255348 | 66788048 | 91.61% | 20.53% | 206773840 | 85.99% | 85.99% | 85.99% | 20.53%
11000 | 8000 | 27460 | 45 | 1036929000 | 1036.929 | 0.20964 | 64359760 | 64.3598 | 66648050 | 66.648 | 18.0834 | 5.3 | 16021510 | 11652010 | 39995520 | 3928811 | 264200100 | 7118885 | 67669040 | 331869140 | 324750255 | 60550155 | 89.48% | 18.65% | 211360080 | 85.92% | 85.92% | 85.92% | 18.65%
7000 | 8000 | 27460 | 10 | 1036960000 | 1036.96 | 0.20847 | 65564380 | 65.5644 | 48519050 | 48.5191 | 22.8061 | 4.3153 | 10195510 | 11652010 | 39995520 | 866935.7 | 271268600 | 8959323 | 61843040 | 333111640 | 324152317 | 52883717 | 85.51% | 16.31% | 217014880 | 86.03% | 86.03% | 86.03% | 16.31%
2000 | 14000 | 27460 | 35 | 1036991000 | 1036.991 | 0.20962 | 65158350 | 65.1583 | 54671300 | 54.6713 | 20.9813 | 4.6405 | 2913002 | 20391020 | 39995520 | 2939953 | 268296600 | 7163371 | 63299542 | 331596142 | 324432771 | 56136171 | 88.68% | 17.3% | 214637280 | 85.67% | 85.67% | 85.67% | 17.3%
13000 | 6000 | 27460 | 40 | 1036994000 | 1036.994 | 0.20939 | 64390800 | 64.3908 | 66245550 | 66.2455 | 18.1308 | 5.2943 | 18934520 | 8739007 | 39995520 | 3526382 | 264562800 | 7521873 | 67669047 | 332231847 | 324709974 | 60147174 | 88.88% | 18.52% | 211650240 | 86.02% | 86.02% | 86.02% | 18.52%
11000 | 13000 | 22054 | 40 | 1037000000 | 1037 | 0.20946 | 64468780 | 64.4688 | 65075470 | 65.0755 | 18.3777 | 5.2304 | 16021510 | 18934520 | 32121680 | 3491064 | 265016500 | 7417361 | 67077710 | 332094210 | 324676849 | 59660349 | 88.94% | 18.38% | 212013200 | 85.96% | 85.96% | 85.96% | 18.38%
16077 | 1000 | 27460 | 10 | 1037030000 | 1037.03 | 0.20816 | 65052770 | 65.0528 | 56301440 | 56.3014 | 20.3134 | 4.8087 | 23416170 | 1456501 | 39995520 | 939932.9 | 268926200 | 9483499 | 64868191 | 333794391 | 324310892 | 55384692 | 85.38% | 17.08% | 215140960 | 86.34% | 86.34% | 86.34% | 17.08%
14000 | 10000 | 27460 | 90 | 1037048000 | 1037.048 | 0.21101 | 62919910 | 62.9199 | 88474300 | 88.4743 | 14.7894 | 6.2364 | 20391020 | 14565010 | 39995520 | 8089113 | 255608900 | 5029469 | 74951550 | 330560450 | 325530981 | 69922081 | 93.29% | 21.48% | 204487120 | 85.84% | 85.84% | 85.84% | 21.48%
16077 | 10000 | 22054 | 50 | 1037054000 | 1037.054 | 0.20964 | 63902760 | 63.9028 | 73662860 | 73.6629 | 16.7782 | 5.6562 | 23416170 | 14565010 | 32121680 | 4516010 | 261980600 | 7152701 | 70102860 | 332083460 | 324930759 | 62950159 | 89.8% | 19.37% | 209584480 | 86.08% | 86.08% | 86.08% | 19.37%
5000 | 13000 | 27460 | 50 | 1037080000 | 1037.08 | 0.21009 | 64576330 | 64.5763 | 63534550 | 63.5346 | 18.7706 | 5.1192 | 7282506 | 18934520 | 39995520 | 4242205 | 264963600 | 6467297 | 66212546 | 331176146 | 324708849 | 59745249 | 90.23% | 18.4% | 211970880 | 85.67% | 85.67% | 85.67% | 18.4%
14000 | 8000 | 27460 | 70 | 1037083000 | 1037.083 | 0.21041 | 63495480 | 63.4955 | 79832300 | 79.8323 | 15.8818 | 5.9011 | 20391020 | 11652010 | 39995520 | 6247958 | 259129700 | 5967255 | 72038550 | 331168250 | 325200995 | 66071295 | 91.72% | 20.32% | 207303760 | 85.9% | 85.9% | 85.9% | 20.32%
14000 | 3000 | 27460 | 15 | 1037092000 | 1037.092 | 0.20845 | 65038600 | 65.0386 | 56577300 | 56.5773 | 20.2669 | 4.8133 | 20391020 | 4369504 | 39995520 | 1353412 | 268636700 | 9046055 | 64756044 | 333392744 | 324346689 | 55709989 | 86.03% | 17.18% | 214909360 | 86.22% | 86.22% | 86.22% | 17.18%
| 15936 | 27460 | 40 | 1037113000 | 1037.113 | 0.20992 | 65144040 | 65.144 | 55008460 | 55.0085 | 20.9053 | 4.651 |  | 23210800 | 39995520 | 3341733 | 268004800 | 6742795 | 63206320 | 331211120 | 324468325 | 56463525 | 89.33% | 17.4% | 214403840 | 85.56% | 85.56% | 85.56% | 17.4%
13000 | 8000 | 22054 |  | 1037139000 | 1037.139 | 0.20786 | 65474000 | 65.474 | 50059970 | 50.06 | 22.1404 | 4.4469 | 18934520 | 11652010 | 32121680 |  | 271393100 | 9992511 | 62708210 | 334101310 | 324108799 | 52715699 | 84.07% | 16.26% | 217114480 | 86.34% | 86.34% | 86.34% | 16.26%
14000 | 7000 | 27460 | 60 | 1037183000 | 1037.183 | 0.21011 | 63788710 | 63.7887 | 75511300 | 75.5113 | 16.5033 | 5.7233 | 20391020 | 10195510 | 39995520 | 5341049 | 260912700 | 6457467 | 70582050 | 331494750 | 325037283 | 64124583 | 90.85% | 19.73% | 208730160 | 85.93% | 85.93% | 85.93% | 19.73%
16000 | 1000 | 27460 | 10 | 1037205000 | 1037.205 | 0.20821 | 65072820 | 65.0728 | 56174800 | 56.1748 | 20.3266 | 4.8058 | 23304020 | 1456501 | 39995520 | 936264.3 | 269012700 | 9463782 | 64756041 | 333768741 | 324304959 | 55292259 | 85.39% | 17.05% | 215210160 | 86.33% | 86.33% | 86.33% | 17.05%
14000 | 8000 | 22054 | 10 | 1037220000 | 1037.22 | 0.20827 | 65151420 | 65.1514 | 55004720 | 55.0047 | 20.6562 | 4.7347 | 20391020 | 11652010 | 32121680 | 918357.9 | 269468900 | 9360076 | 64164710 | 333633610 | 324273534 | 54804634 | 85.41% | 16.9% | 215575120 | 86.27% | 86.27% | 86.27% | 16.9%
16000 | 10000 | 22054 | 50 | 1037226000 | 1037.226 | 0.20969 | 63922610 | 63.9226 | 73536220 | 73.5362 | 16.7828 | 5.6548 | 23304020 | 14565010 | 32121680 | 4505691 | 262066200 | 7132816 | 69990710 | 332056910 | 324924094 | 62857894 | 89.81% | 19.35% | 209652960 | 86.06% | 86.06% | 86.06% | 19.35%
11000 | 7000 | 27460 | 35 | 1037254000 | 1037.254 | 0.20935 | 64667980 | 64.668 | 62327050 | 62.327 | 18.9324 | 5.0982 | 16021510 | 10195510 | 39995520 | 3041599 | 266045600 | 7669570 | 66212540 | 332258140 | 324588570 | 58542970 | 88.42% | 18.04% | 212836480 | 85.97% | 85.97% | 85.97% | 18.04%
9000 | 14000 | 22054 | 35 | 1037265000 | 1037.265 | 0.20942 | 64746310 | 64.7463 | 61156970 | 61.157 | 19.2079 | 5.0318 | 13108510 | 20391020 | 32121680 | 3015698 | 266500800 | 7565540 | 65621210 | 332122010 | 324556470 | 58055670 | 88.47% | 17.89% | 213200640 | 85.91% | 85.91% | 85.91% | 17.89%
16077 | 4000 | 27460 | 45 | 1037270000 | 1037.27 | 0.20953 | 64099420 | 64.0994 | 70914450 | 70.9145 | 17.2178 | 5.5361 | 23416170 | 5826005 | 39995520 | 4042935 | 262999100 | 7396677 | 69237695 | 332236795 | 324840118 | 61841018 | 89.32% | 19.04% | 210399280 | 86.08% | 86.08% | 86.08% | 19.04%
11000 | 4000 | 27460 |  | 1037294000 | 1037.294 | 0.20799 | 65639860 | 65.6399 | 47714050 | 47.7141 | 22.9611 | 4.2964 | 16021510 | 5826005 | 39995520 |  | 272050000 | 9827462 | 61843035 | 333893035 | 324065573 | 52015573 | 84.11% | 16.05% | 217640000 | 86.24% | 86.24% | 86.24% | 16.05%
14000 | 15936 | 13405 |  | 1037305000 | 1037.305 | 0.20784 | 65371970 | 65.372 | 51763810 | 51.7638 | 21.5517 | 4.5611 | 20391020 | 23210800 | 19524400 |  | 271077000 | 10073530 | 63126220 | 334203220 | 324129690 | 53052690 | 84.04% | 16.37% | 216861600 | 86.38% | 86.38% | 86.38% | 16.37%
13000 | 5000 | 27460 | 30 | 1037325000 | 1037.325 | 0.20911 | 64699350 | 64.6993 | 61924550 | 61.9246 | 18.9859 | 5.0914 | 18934520 | 7282506 | 39995520 | 2637599 | 266409700 | 8074130 | 66212546 | 332622246 | 324548116 | 58138416 | 87.81% | 17.91% | 213127760 | 86.07% | 86.07% | 86.07% | 17.91%
3000 | 14000 | 27460 | 45 | 1037334000 | 1037.334 | 0.21005 | 64853070 | 64.8531 | 59616050 | 59.6161 | 19.6496 | 4.9171 | 4369504 | 20391020 | 39995520 | 3785806 | 266444500 | 6610286 | 64756044 | 331200544 | 324590258 | 58145758 | 89.79% | 17.91% | 213155600 | 85.62% | 85.62% | 85.62% | 17.91%
11000 | 12000 | 22054 | 30 | 1037336000 | 1037.336 | 0.20918 | 64777680 | 64.7777 | 60754470 | 60.7545 | 19.2637 | 5.0246 | 16021510 | 17478010 | 32121680 | 2611698 | 266864800 | 7970100 | 65621200 | 332486000 | 324515900 | 57651100 | 87.85% | 17.77% | 213491840 | 86.01% | 86.01% | 86.01% | 17.77%
2000 | 13000 | 27460 | 25 | 1037368000 | 1037.368 | 0.20934 | 65469920 | 65.4699 | 50350300 | 50.3503 | 22.2351 | 4.4058 | 2913002 | 18934520 | 39995520 | 2101403 | 270156100 | 7723143 | 61843042 | 331999142 | 324275999 | 54119899 | 87.51% | 16.69% | 216124880 | 85.72% | 85.72% | 85.72% | 16.69%
7000 | 15936 | 22054 | 40 | 1037385000 | 1037.385 | 0.20971 | 64731880 | 64.7319 | 61494130 | 61.4941 | 19.1462 | 5.0404 | 10195510 | 23210800 | 32121680 | 3415821 | 266208400 | 7144610 | 65527990 | 331736390 | 324591780 | 58383380 | 89.1% | 17.99% | 212966720 | 85.8% | 85.8% | 85.8% | 17.99%
5000 | 12000 | 27460 | 40 | 1037388000 | 1037.388 | 0.2098 | 64883360 | 64.8834 | 59213550 | 59.2135 | 19.711 | 4.9089 | 7282506 | 17478010 | 39995520 | 3386786 | 266804100 | 7009859 | 64756036 | 331560136 | 324550277 | 57746177 | 89.17% | 17.79% | 213443280 | 85.72% | 85.72% | 85.72% | 17.79%
14000 | 6000 | 27460 | 50 | 1037397000 | 1037.397 | 0.20982 | 64089520 | 64.0895 | 71190300 | 71.1903 | 17.1803 | 5.5394 | 20391020 | 8739007 | 39995520 | 4430342 | 262727400 | 6979663 | 69125547 | 331852947 | 324873284 | 62145884 | 89.9% | 19.13% | 210181920 | 85.97% | 85.97% | 85.97% | 19.13%
13000 | 10000 | 22054 | 25 | 1037406000 | 1037.406 | 0.20893 | 64809060 | 64.8091 | 60351970 | 60.352 | 19.3199 | 5.0173 | 18934520 | 14565010 | 32121680 | 2207681 | 267229000 | 8374678 | 65621210 | 332850210 | 324475532 | 57246532 | 87.24% | 17.64% | 213783200 | 86.11% | 86.11% | 86.11% | 17.64%
16000 | 4000 | 27460 | 45 | 1037443000 | 1037.443 | 0.20958 | 64119280 | 64.1193 | 70787800 | 70.7878 | 17.2233 | 5.5344 | 23304020 | 5826005 | 39995520 | 4033809 | 263084800 | 7376747 | 69125545 | 332210345 | 324833598 | 61748798 | 89.33% | 19.01% | 210467840 | 86.07% | 86.07% | 86.07% | 19.01%
7000 | 10000 | 27460 | 35 | 1037458000 | 1037.458 | 0.20956 | 64914740 | 64.9147 | 58811050 | 58.8111 | 19.771 | 4.901 | 10195510 | 14565010 | 39995520 | 2982786 | 267168200 | 7414420 | 64756040 | 331924240 | 324509820 | 57341620 | 88.55% | 17.67% | 213734560 | 85.82% | 85.82% | 85.82% | 17.67%
16077 | 15936 | 13405 | 20 | 1037461000 | 1037.461 | 0.20863 | 64717980 | 64.718 | 61779950 | 61.7799 | 18.9393 | 5.1153 | 23416170 | 23210800 | 19524400 | 1822393 | 267188900 | 8876867 | 66151370 | 333340270 | 324463403 | 57274503 | 86.58% | 17.65% | 213751120 | 86.27% | 86.27% | 86.27% | 17.65%
7000 | 7000 | 27460 |  | 1037473000 | 1037.473 | 0.2082 | 65885000 | 65.885 | 44198050 | 44.1981 | 24.3551 | 4.0617 | 10195510 | 10195510 | 39995520 |  | 273165800 | 9559670 | 60386540 | 333552340 | 323992670 | 50826870 | 84.17% | 15.69% | 218532640 | 86.09% | 86.09% | 86.09% | 15.69%
5000 | 14000 | 22054 |  | 1037483000 | 1037.483 | 0.20827 | 65963290 | 65.9633 | 43027970 | 43.028 | 24.8754 | 3.9802 | 7282506 | 20391020 | 32121680 |  | 273620800 | 9452876 | 59795206 | 333416006 | 323963130 | 50342330 | 84.19% | 15.54% | 218896640 | 86.03% | 86.03% | 86.03% | 15.54%
9000 | 8000 | 27460 | 30 | 1037529000 | 1037.529 | 0.20931 | 64946110 | 64.9461 | 58408550 | 58.4085 | 19.8316 | 4.893 | 13108510 | 11652010 | 39995520 | 2578786 | 267532300 | 7818981 | 64756040 | 332288340 | 324469359 | 56937059 | 87.93% | 17.55% | 214025840 | 85.92% | 85.92% | 85.92% | 17.55%
16077 | 3000 | 27460 | 35 | 1037583000 | 1037.583 | 0.20924 | 64406750 | 64.4068 | 66593440 | 66.5934 | 17.9662 | 5.3442 | 23416170 | 4369504 | 39995520 | 3129411 | 264840900 | 7946314 | 67781194 | 332622094 | 324675780 | 59834880 | 88.28% | 18.43% | 211872720 | 86.13% | 86.13% | 86.13% | 18.43%
11000 | 6000 | 27460 | 25 | 1037599000 | 1037.599 | 0.20907 | 64977480 | 64.9775 | 58006050 | 58.0061 | 19.8928 | 4.8849 | 16021510 | 8739007 | 39995520 | 2174786 | 267896400 | 8223542 | 64756037 | 332652437 | 324428895 | 56532495 | 87.3% | 17.43% | 214317120 | 86.02% | 86.02% | 86.02% | 17.43%
9000 | 13000 | 22054 | 25 | 1037619000 | 1037.619 | 0.20914 | 65056400 | 65.0564 | 56835970 | 56.836 | 20.2049 | 4.8155 | 13108510 | 18934520 | 32121680 | 2155380 | 268354100 | 8121338 | 64164710 | 332518810 | 324397472 | 56043372 | 87.34% | 17.28% | 214683280 | 85.96% | 85.96% | 85.96% | 17.28%
16000 | 15936 | 13405 | 20 | 1037636000 | 1037.636 | 0.20868 | 64737960 | 64.738 | 61653300 | 61.6533 | 18.9487 | 5.113 | 23304020 | 23210800 | 19524400 | 1817399 | 267275100 | 8857040 | 66039220 | 333314320 | 324457280 | 57182180 | 86.59% | 17.62% | 213820080 | 86.25% | 86.25% | 86.25% | 17.62%
16077 | 8000 | 22054 | 30 | 1037658000 | 1037.658 | 0.20907 | 64516080 | 64.5161 | 65020860 | 65.0209 | 18.2568 | 5.2746 | 23416170 | 11652010 | 32121680 | 2689537 | 265658600 | 8246270 | 67189860 | 332848460 | 324602190 | 58943590 | 87.73% | 18.16% | 212526880 | 86.17% | 86.17% | 86.17% | 18.16%
16077 |  | 27460 |  | 1037681000 | 1037.681 | 0.20788 | 65382580 | 65.3826 | 51980440 | 51.9804 | 21.4319 | 4.585 | 23416170 |  | 39995520 |  | 270861700 | 10129420 | 63411690 | 334273390 | 324143970 | 53282270 | 84.03% | 16.44% | 216689360 | 86.41% | 86.41% | 86.41% | 16.44%
13000 | 4000 | 27460 | 20 | 1037682000 | 1037.682 | 0.20883 | 65009640 | 65.0096 | 57603550 | 57.6035 | 19.9532 | 4.8771 | 18934520 | 5826005 | 39995520 | 1767138 | 268263800 | 8631755 | 64756045 | 333019845 | 324388090 | 56124290 | 86.67% | 17.3% | 214611040 | 86.12% | 86.12% | 86.12% | 17.3%
3000 | 10000 | 27460 |  | 1037683000 | 1037.683 | 0.2084 | 66132150 | 66.1321 | 40682050 | 40.682 | 25.9751 | 3.8179 | 4369504 | 14565010 | 39995520 |  | 274290100 | 9300274 | 58930034 | 333220134 | 323919860 | 49629760 | 84.22% | 15.32% | 219432080 | 85.94% | 85.94% | 85.94% | 15.32%
3000 | 13000 | 27460 | 35 | 1037683000 | 1037.683 | 0.20976 | 65162860 | 65.1629 | 55295050 | 55.2951 | 20.7085 | 4.6968 | 4369504 | 18934520 | 39995520 | 2939953 | 268296600 | 7163371 | 63299544 | 331596144 | 324432773 | 56136173 | 88.68% | 17.3% | 214637280 | 85.67% | 85.67% | 85.67% | 17.3%
14000 | 5000 | 27460 | 40 | 1037686000 | 1037.686 | 0.20953 | 64395300 | 64.3953 | 66869300 | 66.8693 | 17.9273 | 5.3477 | 20391020 | 7282506 | 39995520 | 3526382 | 264562800 | 7521873 | 67669046 | 332231846 | 324709973 | 60147173 | 88.88% | 18.52% | 211650240 | 86.02% | 86.02% | 86.02% | 18.52%
| 14000 | 27460 | 20 | 1037687000 | 1037.687 | 0.2093 | 65751040 | 65.751 | 46431800 | 46.4318 | 23.6017 | 4.1691 |  | 20391020 | 39995520 | 1676067 | 271655300 | 7881277 | 60386540 | 332041840 | 324160563 | 52505263 | 86.95% | 16.2% | 217324240 | 85.67% | 85.67% | 85.67% | 16.2%
16000 | 3000 | 27460 | 35 | 1037756000 | 1037.756 | 0.20929 | 64426680 | 64.4267 | 66466800 | 66.4668 | 17.9732 | 5.3423 | 23304020 | 4369504 | 39995520 | 3122382 | 264926900 | 7926434 | 67669044 | 332595944 | 324669510 | 59742610 | 88.29% | 18.4% | 211941520 | 86.12% | 86.12% | 86.12% | 18.4%
14000 | 10000 | 22054 | 35 | 1037762000 | 1037.762 | 0.20936 | 64504660 | 64.5047 | 65296720 | 65.2967 | 18.2164 | 5.2783 | 20391020 | 14565010 | 32121680 | 3087064 | 265380600 | 7821922 | 67077710 | 332458310 | 324636388 | 59255788 | 88.34% | 18.25% | 212304480 | 86.06% | 86.06% | 86.06% | 18.25%
13000 | 14000 | 22054 | 70 | 1037779000 | 1037.779 | 0.21061 | 63577890 | 63.5779 | 79285970 | 79.286 | 15.8984 | 5.8952 | 18934520 | 20391020 | 32121680 | 6176000 | 259583000 | 5866045 | 71447220 | 331030220 | 325164175 | 65581175 | 91.79% | 20.17% | 207666400 | 85.84% | 85.84% | 85.84% | 20.17%
2000 | 12000 | 27460 | 15 | 1037781000 | 1037.781 | 0.20906 | 65783970 | 65.784 | 46029300 | 46.0293 | 23.6986 | 4.157 | 2913002 | 17478010 | 39995520 | 1264832 | 272025900 | 8293083 | 60386532 | 332412432 | 324119349 | 52093449 | 86.27% | 16.07% | 217620720 | 85.77% | 85.77% | 85.77% | 16.07%
14000 | 7000 | 22054 |  | 1037831000 | 1037.831 | 0.208 | 65478500 | 65.4785 | 50683720 | 50.6837 | 21.8341 | 4.5057 | 20391020 | 10195510 | 32121680 |  | 271393100 | 9992511 | 62708210 | 334101310 | 324108799 | 52715699 | 84.07% | 16.26% | 217114480 | 86.34% | 86.34% | 86.34% | 16.26%
16000 | 8000 | 22054 | 30 | 1037832000 | 1037.832 | 0.20911 | 64536040 | 64.536 | 64894220 | 64.8942 | 18.2645 | 5.2725 | 23304020 | 11652010 | 32121680 | 2683064 | 265744700 | 8226483 | 67077710 | 332822410 | 324595927 | 58851227 | 87.74% | 18.13% | 212595760 | 86.16% | 86.16% | 86.16% | 18.13%
16000 |  | 27460 |  | 1037850000 | 1037.85 | 0.20793 | 65402160 | 65.4022 | 51853800 | 51.8538 | 21.4497 | 4.5815 | 23304020 |  | 39995520 |  | 270946200 | 10107410 | 63299540 | 334245740 | 324138330 | 53192130 | 84.03% | 16.41% | 216756960 | 86.4% | 86.4% | 86.4% | 16.41%
13000 | 13000 | 22054 | 60 | 1037878000 | 1037.878 | 0.21032 | 63871080 | 63.8711 | 74964970 | 74.965 | 16.5253 | 5.7161 | 18934520 | 18934520 | 32121680 | 5282713 | 261365900 | 6354715 | 69990720 | 331356620 | 325001905 | 63636005 | 90.92% | 19.58% | 209092720 | 85.87% | 85.87% | 85.87% | 19.58%
9000 | 7000 | 27460 | 20 | 1037904000 | 1037.904 | 0.20903 | 65257620 | 65.2576 | 54087550 | 54.0876 | 20.9172 | 4.6691 | 13108510 | 10195510 | 39995520 | 1724929 | 269391600 | 8380082 | 63299540 | 332691140 | 324311058 | 54919458 | 86.76% | 16.93% | 215513280 | 85.97% | 85.97% | 85.97% | 16.93%
16077 | 2000 | 27460 | 25 | 1037913000 | 1037.913 | 0.20896 | 64715300 | 64.7153 | 62272440 | 62.2724 | 18.8054 | 5.1419 | 23416170 | 2913002 | 39995520 | 2238625 | 266687800 | 8498751 | 66324692 | 333012492 | 324513741 | 57825941 | 87.19% | 17.82% | 213350240 | 86.18% | 86.18% | 86.18% | 17.82%
7000 | 14000 | 22054 | 20 | 1037928000 | 1037.928 | 0.2091 | 65336810 | 65.3368 | 52917470 | 52.9175 | 21.2718 | 4.5967 | 10195510 | 20391020 | 32121680 | 1711805 | 269850300 | 8278330 | 62708210 | 332558510 | 324280180 | 54429880 | 86.8% | 16.78% | 215880240 | 85.91% | 85.91% | 85.91% | 16.78%
11000 | 12000 | 27460 | 90 | 1037933000 | 1037.933 | 0.21134 | 63170480 | 63.1705 | 85582050 | 85.582 | 15.0814 | 6.1333 | 16021510 | 17478010 | 39995520 | 7867086 | 256728600 | 4787757 | 73495040 | 330223640 | 325435883 | 68707283 | 93.49% | 21.11% | 205382880 | 85.69% | 85.69% | 85.69% | 21.11%
13000 | 15936 | 22054 | 90 | 1037936000 | 1037.936 | 0.21126 | 63019400 | 63.0194 | 87862620 | 87.8626 | 14.7892 | 6.2354 | 18934520 | 23210800 | 32121680 | 7982549 | 256134600 | 4915560 | 74267000 | 330401600 | 325486040 | 69351440 | 93.38% | 21.31% | 204907680 | 85.77% | 85.77% | 85.77% | 21.31%
11000 | 10000 | 27460 | 70 | 1037961000 | 1037.961 | 0.21075 | 63745580 | 63.7456 | 76940050 | 76.94 | 16.2431 | 5.7868 | 16021510 | 14565010 | 39995520 | 6079253 | 260247400 | 5718237 | 70582040 | 330829440 | 325111203 | 64863803 | 91.9% | 19.95% | 208197920 | 85.75% | 85.75% | 85.75% | 19.95%
2000 | 15936 | 27460 | 60 | 1037983000 | 1037.983 | 0.21077 | 64545750 | 64.5457 | 64897960 | 64.898 | 18.4277 | 5.1915 | 2913002 | 23210800 | 39995520 | 4996313 | 264351800 | 5691437 | 66119322 | 330471122 | 324779685 | 60427885 | 91.39% | 18.61% | 211481440 | 85.47% | 85.47% | 85.47% | 18.61%
11000 | 5000 | 27460 | 15 | 1038004000 | 1038.004 | 0.20879 | 65290920 | 65.2909 | 53685050 | 53.685 | 20.985 | 4.6603 | 16021510 | 7282506 | 39995520 | 1312033 | 269763700 | 8793551 | 63299536 | 333063236 | 324269685 | 54505985 | 86.11% | 16.81% | 215810960 | 86.07% | 86.07% | 86.07% | 16.81%
16077 | 7000 | 22054 | 20 | 1038006000 | 1038.006 | 0.20878 | 64825790 | 64.8258 | 60699860 | 60.6999 | 19.1316 | 5.0684 | 23416170 | 10195510 | 32121680 | 1804313 | 267510400 | 8802986 | 65733360 | 333243760 | 324440774 | 56930374 | 86.61% | 17.55% | 214008320 | 86.22% | 86.22% | 86.22% | 17.55%
14000 | 4000 | 27460 | 30 | 1038017000 | 1038.017 | 0.20925 | 64703860 | 64.7039 | 62548300 | 62.5483 | 18.7621 | 5.1461 | 20391020 | 5826005 | 39995520 | 2637599 | 266409700 | 8074130 | 66212545 | 332622245 | 324548115 | 58138415 | 87.81% | 17.91% | 213127760 | 86.07% | 86.07% | 86.07% | 17.91%
9000 | 12000 | 22054 | 15 | 1038026000 | 1038.026 | 0.20886 | 65370030 | 65.37 | 52514970 | 52.515 | 21.3432 | 4.5874 | 13108510 | 17478010 | 32121680 | 1299246 | 270222100 | 8691461 | 62708200 | 332930300 | 324238839 | 54016739 | 86.14% | 16.66% | 216177680 | 86.01% | 86.01% | 86.01% | 16.66%
5000 | 15936 | 22054 | 25 | 1038041000 | 1038.041 | 0.20939 | 65321920 | 65.3219 | 53254620 | 53.2546 | 21.1937 | 4.6073 | 7282506 | 23210800 | 32121680 | 2116633 | 269556100 | 7855021 | 62614986 | 332171086 | 324316065 | 54759965 | 87.46% | 16.88% | 215644880 | 85.8% | 85.8% | 85.8% | 16.88%
3000 | 12000 | 27460 | 25 | 1038059000 | 1038.059 | 0.20948 | 65474430 | 65.4744 | 50974050 | 50.974 | 21.9268 | 4.4636 | 4369504 | 17478010 | 39995520 | 2101403 | 270156100 | 7723143 | 61843034 | 331999134 | 324275991 | 54119891 | 87.51% | 16.69% | 216124880 | 85.72% | 85.72% | 85.72% | 16.69%
16000 | 2000 | 27460 | 25 | 1038088000 | 1038.088 | 0.20901 | 64735290 | 64.7353 | 62145800 | 62.1458 | 18.8145 | 5.1396 | 23304020 | 2913002 | 39995520 | 2233329 | 266774000 | 8478961 | 66212542 | 332986542 | 324507581 | 57733581 | 87.19% | 17.79% | 213419200 | 86.17% | 86.17% | 86.17% | 17.79%
13000 | 12000 | 22054 | 50 | 1038090000 | 1038.09 | 0.21003 | 64171750 | 64.1718 | 70643970 | 70.644 | 17.2089 | 5.5309 | 18934520 | 17478010 | 32121680 | 4384461 | 263180000 | 6875054 | 68534210 | 331714210 | 324839156 | 61659156 | 89.97% | 18.98% | 210544000 | 85.91% | 85.91% | 85.91% | 18.98%
7000 | 14000 | 27460 | 80 | 1038094000 | 1038.094 | 0.21124 | 63700970 | 63.701 | 77745050 | 77.7451 | 16.1486 | 5.8006 | 10195510 | 20391020 | 39995520 | 6803405 | 259594800 | 4993081 | 70582050 | 330176850 | 325183769 | 65588969 | 92.93% | 20.17% | 207675840 | 85.57% | 85.57% | 85.57% | 20.17%
11000 | 13000 | 27460 | 100 | 1038096000 | 1038.096 | 0.21165 | 62894670 | 62.8947 | 89903050 | 89.903 | 14.561 | 6.2997 | 16021510 | 18934520 | 39995520 | 8744577 | 255018200 | 4373095 | 74951550 | 329969750 | 325596655 | 70578455 | 94.17% | 21.68% | 204014560 | 85.68% | 85.68% | 85.68% | 21.68%
13000 | 3000 | 27460 | 10 | 1038113000 | 1038.113 | 0.20855 | 65324890 | 65.3249 | 53282550 | 53.2826 | 21.0521 | 4.6517 | 18934520 | 4369504 | 39995520 | 896033 | 270138700 | 9210128 | 63299544 | 333438244 | 324228116 | 54089416 | 85.45% | 16.68% | 216110960 | 86.18% | 86.18% | 86.18% | 16.68%
| 13000 | 27460 | 10 | 1038133000 | 1038.133 | 0.20903 | 66067210 | 66.0672 | 42110800 | 42.1108 | 25.3168 | 3.9066 |  | 18934520 | 39995520 | 839005.3 | 273534000 | 8460104 | 58930040 | 332464040 | 324003936 | 50469936 | 85.64% | 15.58% | 218827200 | 85.73% | 85.73% | 85.73% | 15.58%
11000 | 10000 | 22054 | 10 | 1038136000 | 1038.136 | 0.20862 | 65404000 | 65.404 | 52112470 | 52.1125 | 21.4138 | 4.5784 | 16021510 | 14565010 | 32121680 | 883246.3 | 270597100 | 9108039 | 62708200 | 333305300 | 324197261 | 53600161 | 85.48% | 16.53% | 216477680 | 86.12% | 86.12% | 86.12% | 16.53%
5000 | 10000 | 27460 | 20 | 1038138000 | 1038.138 | 0.20924 | 65506320 | 65.5063 | 50571550 | 50.5716 | 22.0075 | 4.453 | 7282506 | 14565010 | 39995520 | 1695001 | 270522300 | 8130109 | 61843036 | 332365336 | 324235227 | 53712927 | 86.85% | 16.57% | 216417840 | 85.82% | 85.82% | 85.82% | 16.57%
7000 | 13000 | 27460 | 70 | 1038160000 | 1038.16 | 0.21095 | 63991970 | 63.992 | 73424050 | 73.424 | 16.8067 | 5.6175 | 10195510 | 18934520 | 39995520 | 5938095 | 261368500 | 5469817 | 69125550 | 330494050 | 325024233 | 63655733 | 92.09% | 19.58% | 209094800 | 85.6% | 85.6% | 85.6% | 19.58%
16000 | 7000 | 22054 | 20 | 1038182000 | 1038.182 | 0.20883 | 64845800 | 64.8458 | 60573220 | 60.5732 | 19.1415 | 5.066 | 23304020 | 10195510 | 32121680 | 1799681 | 267596700 | 8783244 | 65621210 | 333217910 | 324434666 | 56837966 | 86.62% | 17.52% | 214077360 | 86.21% | 86.21% | 86.21% | 17.52%
7000 | 8000 | 27460 | 15 | 1038234000 | 1038.234 | 0.20899 | 65539430 | 65.5394 | 50169050 | 50.169 | 22.0867 | 4.4427 | 10195510 | 11652010 | 39995520 | 1282936 | 270893700 | 8542746 | 61843040 | 332736740 | 324193994 | 53300294 | 86.19% | 16.44% | 216714960 | 85.92% | 85.92% | 85.92% | 16.44%
16077 | 7000 | 27460 | 80 | 1038240000 | 1038.24 | 0.21094 | 63194440 | 63.1944 | 85527450 | 85.5275 | 15.0237 | 6.1697 | 23416170 | 10195510 | 39995520 | 7183113 | 257273600 | 5507718 | 73607200 | 330880800 | 325373082 | 68099482 | 92.52% | 20.93% | 205818880 | 85.88% | 85.88% | 85.88% | 20.93%
16077 | 8000 | 27460 | 90 | 1038258000 | 1038.258 | 0.21124 | 62909030 | 62.909 | 89848450 | 89.8484 | 14.5193 | 6.3321 | 23416170 | 11652010 | 39995520 | 8106774 | 255523100 | 5048402 | 75063700 | 330586800 | 325538398 | 70015298 | 93.27% | 21.51% | 204418480 | 85.85% | 85.85% | 85.85% | 21.51%
9000 | 15936 | 22054 | 60 | 1038261000 | 1038.261 | 0.21057 | 64134020 | 64.134 | 71383620 | 71.3836 | 17.1079 | 5.5451 | 13108510 | 23210800 | 32121680 | 5147711 | 262557200 | 6087335 | 68440990 | 330998190 | 324910855 | 62353655 | 91.11% | 19.19% | 210045760 | 85.71% | 85.71% | 85.71% | 19.19%
7000 | 12000 | 27460 | 60 | 1038263000 | 1038.263 | 0.21066 | 64285420 | 64.2854 | 69103050 | 69.103 | 17.5345 | 5.4259 | 10195510 | 17478010 | 39995520 | 5091152 | 263152500 | 5954931 | 67669040 | 330821540 | 324866609 | 61714109 | 91.2% | 19% | 210522000 | 85.63% | 85.63% | 85.63% | 19%
11000 | 8000 | 27460 | 50 | 1038268000 | 1038.268 | 0.21016 | 64339140 | 64.3391 | 68298050 | 68.2981 | 17.6358 | 5.4121 | 16021510 | 11652010 | 39995520 | 4324811 | 263843200 | 6722335 | 67669040 | 331512240 | 324789905 | 60946705 | 90.07% | 18.76% | 211074560 | 85.82% | 85.82% | 85.82% | 18.76%
16077 | 6000 | 27460 | 70 | 1038293000 | 1038.293 | 0.21064 | 63484590 | 63.4846 | 81206450 | 81.2065 | 15.5694 | 6.0015 | 23416170 | 8739007 | 39995520 | 6261895 | 259043800 | 5986492 | 72150697 | 331194497 | 325208005 | 66164205 | 91.7% | 20.35% | 207235040 | 85.91% | 85.91% | 85.91% | 20.35%
16077 | 1000 | 27460 | 15 | 1038300000 | 1038.3 | 0.20868 | 65027540 | 65.0275 | 57951440 | 57.9514 | 19.75 | 4.929 | 23416170 | 1456501 | 39995520 | 1357253 | 268550100 | 9065599 | 64868191 | 333418291 | 324352692 | 55802592 | 86.02% | 17.2% | 214840080 | 86.24% | 86.24% | 86.24% | 17.2%
2000 | 14000 | 27460 | 40 | 1038305000 | 1038.305 | 0.21015 | 65136000 | 65.136 | 56321300 | 56.3213 | 20.3748 | 4.7619 | 2913002 | 20391020 | 39995520 | 3343954 | 267932500 | 6758810 | 63299542 | 331232042 | 324473232 | 56540732 | 89.32% | 17.43% | 214346000 | 85.57% | 85.57% | 85.57% | 17.43%
13000 | 6000 | 27460 | 45 | 1038312000 | 1038.312 | 0.20992 | 64368790 | 64.3688 | 67895550 | 67.8956 | 17.6825 | 5.4064 | 18934520 | 8739007 | 39995520 | 3928811 | 264200100 | 7118885 | 67669047 | 331869147 | 324750262 | 60550162 | 89.48% | 18.65% | 211360080 | 85.92% | 85.92% | 85.92% | 18.65%
11000 | 13000 | 22054 | 45 | 1038320000 | 1038.32 | 0.20999 | 64446920 | 64.4469 | 66725470 | 66.7255 | 17.9165 | 5.3434 | 16021510 | 18934520 | 32121680 | 3892801 | 264654400 | 7015066 | 67077710 | 331732110 | 324717044 | 60062644 | 89.54% | 18.5% | 211723520 | 85.86% | 85.86% | 85.86% | 18.5%
16077 | 14000 | 13405 |  | 1038335000 | 1038.335 | 0.20802 | 65344810 | 65.3448 | 53203300 | 53.2033 | 20.9657 | 4.6804 | 23416170 | 20391020 | 19524400 |  | 270922000 | 10113690 | 63331590 | 334253590 | 324139900 | 53217900 | 84.03% | 16.42% | 216737600 | 86.4% | 86.4% | 86.4% | 16.42%
9000 | 6000 | 27460 | 10 | 1038344000 | 1038.344 | 0.20875 | 65573400 | 65.5734 | 49766550 | 49.7666 | 22.1649 | 4.4327 | 13108510 | 8739007 | 39995520 | 866935.7 | 271268600 | 8959323 | 61843037 | 333111637 | 324152314 | 52883714 | 85.51% | 16.31% | 217014880 | 86.03% | 86.03% | 86.03% | 16.31%
7000 | 13000 | 22054 | 10 | 1038371000 | 1038.371 | 0.20882 | 65652790 | 65.6528 | 48596470 | 48.5965 | 22.5765 | 4.3566 | 10195510 | 18934520 | 32121680 | 858322.2 | 271728200 | 8857960 | 61251710 | 332979910 | 324121950 | 52393750 | 85.54% | 16.16% | 217382560 | 85.97% | 85.97% | 85.97% | 16.16%
14000 | 3000 | 27460 | 20 | 1038374000 | 1038.374 | 0.20897 | 65014150 | 65.0142 | 58227300 | 58.2273 | 19.7049 | 4.9334 | 20391020 | 4369504 | 39995520 | 1767138 | 268263800 | 8631755 | 64756044 | 333019844 | 324388089 | 56124289 | 86.67% | 17.3% | 214611040 | 86.12% | 86.12% | 86.12% | 17.3%
16077 | 5000 | 27460 | 60 | 1038393000 | 1038.393 | 0.21035 | 63777830 | 63.7778 | 76885450 | 76.8855 | 16.165 | 5.8263 | 23416170 | 7282506 | 39995520 | 5352597 | 260826900 | 6476993 | 70694196 | 331521096 | 325044103 | 64217203 | 90.84% | 19.76% | 208661520 | 85.94% | 85.94% | 85.94% | 19.76%
14000 | 14000 | 22054 | 80 | 1038412000 | 1038.412 | 0.21105 | 63291880 | 63.2919 | 84230720 | 84.2307 | 15.1798 | 6.1157 | 20391020 | 20391020 | 32121680 | 7086692 | 257811200 | 5386759 | 72903720 | 330714920 | 325328161 | 67516961 | 92.61% | 20.75% | 206248960 | 85.81% | 85.81% | 85.81% | 20.75%
16000 | 7000 | 27460 | 80 | 1038412000 | 1038.412 | 0.21099 | 63214290 | 63.2143 | 85400800 | 85.4008 | 15.0251 | 6.169 | 23304020 | 10195510 | 39995520 | 7167464 | 257359200 | 5488349 | 73495050 | 330854250 | 325365901 | 68006701 | 92.53% | 20.9% | 205887360 | 85.87% | 85.87% | 85.87% | 20.9%
16077 | 6000 | 22054 | 10 | 1038428000 | 1038.428 | 0.2085 | 65140360 | 65.1404 | 56378860 | 56.3789 | 20.1176 | 4.8518 | 23416170 | 8739007 | 32121680 | 921446.4 | 269382300 | 9379721 | 64276857 | 333659157 | 324279436 | 54897136 | 85.41% | 16.93% | 215505840 | 86.28% | 86.28% | 86.28% | 16.93%
16000 | 8000 | 27460 | 90 | 1038431000 | 1038.431 | 0.21129 | 62928930 | 62.9289 | 89721800 | 89.7218 | 14.5197 | 6.3317 | 23304020 | 11652010 | 39995520 | 8089113 | 255608900 | 5029469 | 74951550 | 330560450 | 325530981 | 69922081 | 93.29% | 21.48% | 204487120 | 85.84% | 85.84% | 85.84% | 21.48%
| 15936 | 27460 | 45 | 1038448000 | 1038.448 | 0.21044 | 65123160 | 65.1232 | 56658460 | 56.6585 | 20.3004 | 4.7725 |  | 23210800 | 39995520 | 3738939 | 267646800 | 6345038 | 63206320 | 330853120 | 324508082 | 56861282 | 89.96% | 17.52% | 214117440 | 85.46% | 85.46% | 85.46% | 17.52%
16000 | 6000 | 27460 | 70 | 1038467000 | 1038.467 | 0.21069 | 63504500 | 63.5045 | 81079800 | 81.0798 | 15.5715 | 6.0006 | 23304020 | 8739007 | 39995520 | 6247958 | 259129700 | 5967255 | 72038547 | 331168247 | 325200992 | 66071292 | 91.72% | 20.32% | 207303760 | 85.9% | 85.9% | 85.9% | 20.32%
14000 | 13000 | 22054 | 70 | 1038471000 | 1038.471 | 0.21075 | 63582400 | 63.5824 | 79909720 | 79.9097 | 15.7409 | 5.9452 | 20391020 | 18934520 | 32121680 | 6176000 | 259583000 | 5866045 | 71447220 | 331030220 | 325164175 | 65581175 | 91.79% | 20.17% | 207666400 | 85.84% | 85.84% | 85.84% | 20.17%
16000 | 1000 | 27460 | 15 | 1038476000 | 1038.476 | 0.20872 | 65047620 | 65.0476 | 57824800 | 57.8248 | 19.7616 | 4.9263 | 23304020 | 1456501 | 39995520 | 1353412 | 268636700 | 9046055 | 64756041 | 333392741 | 324346686 | 55709986 | 86.03% | 17.18% | 214909360 | 86.22% | 86.22% | 86.22% | 17.18%
14000 | 8000 | 22054 | 15 | 1038494000 | 1038.494 | 0.20879 | 65126420 | 65.1264 | 56654720 | 56.6547 | 20.0713 | 4.8563 | 20391020 | 11652010 | 32121680 | 1334596 | 269093800 | 8943261 | 64164710 | 333258510 | 324315249 | 55221449 | 86.06% | 17.03% | 215275040 | 86.16% | 86.16% | 86.16% | 17.03%
16000 | 14000 | 13405 |  | 1038503000 | 1038.503 | 0.20807 | 65364400 | 65.3644 | 53076650 | 53.0767 | 20.982 | 4.677 | 23304020 | 20391020 | 19524400 |  | 271006600 | 10091730 | 63219440 | 334226040 | 324134310 | 53127710 | 84.04% | 16.39% | 216805280 | 86.39% | 86.39% | 86.39% | 16.39%
7000 | 15936 | 27460 | 100 | 1038512000 | 1038.512 | 0.21189 | 63159790 | 63.1598 | 86321700 | 86.3217 | 14.9716 | 6.1538 | 10195510 | 23210800 | 39995520 | 8499075 | 256218500 | 4125831 | 73401830 | 329620330 | 325494499 | 69275999 | 94.38% | 21.28% | 204974800 | 85.52% | 85.52% | 85.52% | 21.28%
3000 | 15936 | 27460 | 70 | 1038561000 | 1038.561 | 0.2112 | 64256160 | 64.2562 | 69842700 | 69.8427 | 17.4154 | 5.4445 | 4369504 | 23210800 | 39995520 | 5816544 | 262565100 | 5206269 | 67575824 | 330140924 | 324934655 | 62369555 | 92.3% | 19.19% | 210052080 | 85.44% | 85.44% | 85.44% | 19.19%
16000 | 5000 | 27460 | 60 | 1038566000 | 1038.566 | 0.21039 | 63797730 | 63.7977 | 76758800 | 76.7588 | 16.1683 | 5.8251 | 23304020 | 7282506 | 39995520 | 5341049 | 260912700 | 6457467 | 70582046 | 331494746 | 325037279 | 64124579 | 90.85% | 19.73% | 208730160 | 85.93% | 85.93% | 85.93% | 19.73%
11000 | 7000 | 27460 | 40 | 1038568000 | 1038.568 | 0.20988 | 64645630 | 64.6456 | 63977050 | 63.977 | 18.4416 | 5.2135 | 16021510 | 10195510 | 39995520 | 3445599 | 265681500 | 7265009 | 66212540 | 331894040 | 324629031 | 58947531 | 89.03% | 18.16% | 212545200 | 85.87% | 85.87% | 85.87% | 18.16%
14000 | 12000 | 22054 | 60 | 1038570000 | 1038.57 | 0.21046 | 63875590 | 63.8756 | 75588720 | 75.5887 | 16.3551 | 5.7673 | 20391020 | 17478010 | 32121680 | 5282713 | 261365900 | 6354715 | 69990710 | 331356610 | 325001895 | 63635995 | 90.92% | 19.58% | 209092720 | 85.87% | 85.87% | 85.87% | 19.58%
9000 | 14000 | 22054 | 40 | 1038578000 | 1038.578 | 0.20994 | 64723960 | 64.724 | 62806970 | 62.807 | 18.7021 | 5.148 | 13108510 | 20391020 | 32121680 | 3419698 | 266136600 | 7160979 | 65621210 | 331757810 | 324596831 | 58460231 | 89.09% | 18.01% | 212909280 | 85.81% | 85.81% | 85.81% | 18.01%
2000 | 15936 | 22054 |  | 1038593000 | 1038.593 | 0.20866 | 66233060 | 66.2331 | 40070380 | 40.0704 | 26.1365 | 3.7951 | 2913002 | 23210800 | 32121680 |  | 274821800 | 9181596 | 58245482 | 333067282 | 323885686 | 49063886 | 84.24% | 15.15% | 219857440 | 85.86% | 85.86% | 85.86% | 15.15%
16000 | 6000 | 22054 | 10 | 1038604000 | 1038.604 | 0.20855 | 65160440 | 65.1604 | 56252220 | 56.2522 | 20.1303 | 4.849 | 23304020 | 8739007 | 32121680 | 918357.9 | 269468900 | 9360076 | 64164707 | 333633607 | 324273531 | 54804631 | 85.41% | 16.9% | 215575120 | 86.27% | 86.27% | 86.27% | 16.9%
16077 | 4000 | 27460 | 50 | 1038607000 | 1038.607 | 0.21005 | 64078660 | 64.0787 | 72564450 | 72.5644 | 16.8122 | 5.6452 | 23416170 | 5826005 | 39995520 | 4439559 | 262641600 | 6999503 | 69237695 | 331879295 | 324879792 | 62238192 | 89.89% | 19.16% | 210113280 | 85.99% | 85.99% | 85.99% | 19.16%
| 12000 | 27460 |  | 1038610000 | 1038.61 | 0.20875 | 66385490 | 66.3855 | 37789800 | 37.7898 | 27.39 | 3.6267 |  | 17478010 | 39995520 |  | 275421400 | 9047889 | 57473530 | 332894930 | 323847041 | 48425641 | 84.26% | 14.95% | 220337120 | 85.78% | 85.78% | 85.78% | 14.95%
13000 | 5000 | 27460 | 35 | 1038638000 | 1038.638 | 0.20963 | 64677000 | 64.677 | 63574550 | 63.5746 | 18.4917 | 5.2073 | 18934520 | 7282506 | 39995520 | 3041599 | 266045600 | 7669570 | 66212546 | 332258146 | 324588576 | 58542976 | 88.42% | 18.04% | 212836480 | 85.97% | 85.97% | 85.97% | 18.04%
11000 | 12000 | 22054 | 35 | 1038649000 | 1038.649 | 0.2097 | 64755340 | 64.7553 | 62404470 | 62.4045 | 18.7543 | 5.1414 | 16021510 | 17478010 | 32121680 | 3015698 | 266500800 | 7565540 | 65621200 | 332122000 | 324556460 | 58055660 | 88.47% | 17.89% | 213200640 | 85.91% | 85.91% | 85.91% | 17.89%
13000 | 2000 | 27460 |  | 1038677000 | 1038.677 | 0.20827 | 65648890 | 65.6489 | 48961550 | 48.9616 | 22.3083 | 4.4154 | 18934520 | 2913002 | 39995520 |  | 272050000 | 9827462 | 61843042 | 333893042 | 324065580 | 52015580 | 84.11% | 16.05% | 217640000 | 86.24% | 86.24% | 86.24% | 16.05%
2000 | 13000 | 27460 | 30 | 1038681000 | 1038.681 | 0.20986 | 65447570 | 65.4476 | 52000300 | 52.0003 | 21.5474 | 4.5318 | 2913002 | 18934520 | 39995520 | 2505403 | 269791900 | 7318582 | 61843042 | 331634942 | 324316360 | 54524460 | 88.17% | 16.81% | 215833520 | 85.62% | 85.62% | 85.62% | 16.81%
3000 | 14000 | 27460 | 50 | 1038682000 | 1038.682 | 0.21057 | 64833050 | 64.8331 | 61266050 | 61.266 | 19.1154 | 5.035 | 4369504 | 20391020 | 39995520 | 4179059 | 266090100 | 6216487 | 64756044 | 330846144 | 324629657 | 58539557 | 90.4% | 18.03% | 212872080 | 85.52% | 85.52% | 85.52% | 18.03%
7000 | 15936 | 22054 | 45 | 1038711000 | 1038.711 | 0.21024 | 64710410 | 64.7104 | 63144130 | 63.1441 | 18.642 | 5.1565 | 10195510 | 23210800 | 32121680 | 3815744 | 265848000 | 6744132 | 65527990 | 331375990 | 324631858 | 58783858 | 89.71% | 18.11% | 212678400 | 85.7% | 85.7% | 85.7% | 18.11%
5000 | 12000 | 27460 | 45 | 1038717000 | 1038.717 | 0.21033 | 64862100 | 64.8621 | 60863550 | 60.8635 | 19.1751 | 5.0269 | 7282506 | 17478010 | 39995520 | 3785806 | 266444500 | 6610286 | 64756036 | 331200536 | 324590250 | 58145750 | 89.79% | 17.91% | 213155600 | 85.62% | 85.62% | 85.62% | 17.91%
13000 | 10000 | 22054 | 30 | 1038719000 | 1038.719 | 0.20946 | 64786700 | 64.7867 | 62001970 | 62.002 | 18.807 | 5.1348 | 18934520 | 14565010 | 32121680 | 2611698 | 266864800 | 7970100 | 65621210 | 332486010 | 324515910 | 57651110 | 87.85% | 17.77% | 213491840 | 86.01% | 86.01% | 86.01% | 17.77%
16077 | 15936 | 13405 | 25 | 1038761000 | 1038.761 | 0.20915 | 64694740 | 64.6947 | 63429950 | 63.4299 | 18.4483 | 5.2316 | 23416170 | 23210800 | 19524400 | 2230526 | 266821100 | 8468167 | 66151370 | 332972470 | 324504303 | 57683203 | 87.2% | 17.78% | 213456880 | 86.16% | 86.16% | 86.16% | 17.78%
7000 | 10000 | 27460 | 40 | 1038772000 | 1038.772 | 0.21008 | 64892390 | 64.8924 | 60461050 | 60.4611 | 19.2331 | 5.0192 | 10195510 | 14565010 | 39995520 | 3386786 | 266804100 | 7009859 | 64756040 | 331560140 | 324550281 | 57746181 | 89.17% | 17.79% | 213443280 | 85.72% | 85.72% | 85.72% | 17.79%
16000 | 4000 | 27460 | 50 | 1038780000 | 1038.78 | 0.2101 | 64098550 | 64.0986 | 72437800 | 72.4378 | 16.8168 | 5.6438 | 23304020 | 5826005 | 39995520 | 4430342 | 262727400 | 6979663 | 69125545 | 331852945 | 324873282 | 62145882 | 89.9% | 19.13% | 210181920 | 85.97% | 85.97% | 85.97% | 19.13%
14000 | 15936 | 22054 | 100 | 1038784000 | 1038.784 | 0.2117 | 62747670 | 62.7477 | 92807380 | 92.8074 | 14.166 | 6.4448 | 20391020 | 23210800 | 32121680 | 8874038 | 254422400 | 4497693 | 75723500 | 330145900 | 325648207 | 71225807 | 94.06% | 21.87% | 203537920 | 85.76% | 85.76% | 85.76% | 21.87%
3000 | 15936 | 22054 | 10 | 1038803000 | 1038.803 | 0.20908 | 65919020 | 65.919 | 45015130 | 45.0151 | 23.9096 | 4.126 | 4369504 | 23210800 | 32121680 | 842698.6 | 272933200 | 8592319 | 59701984 | 332635184 | 324042865 | 51109665 | 85.61% | 15.77% | 218346560 | 85.81% | 85.81% | 85.81% | 15.77%
14000 | 2000 | 27460 | 10 | 1038805000 | 1038.805 | 0.20869 | 65329400 | 65.3294 | 53906300 | 53.9063 | 20.774 | 4.7096 | 20391020 | 2913002 | 39995520 | 896033 | 270138700 | 9210128 | 63299542 | 333438242 | 324228114 | 54089414 | 85.45% | 16.68% | 216110960 | 86.18% | 86.18% | 86.18% | 16.68%
9000 | 8000 | 27460 | 35 | 1038842000 | 1038.842 | 0.20984 | 64923760 | 64.9238 | 60058550 | 60.0585 | 19.2897 | 5.0119 | 13108510 | 11652010 | 39995520 | 2982786 | 267168200 | 7414420 | 64756040 | 331924240 | 324509820 | 57341620 | 88.55% | 17.67% | 213734560 | 85.82% | 85.82% | 85.82% | 17.67%
9000 | 5000 | 27460 |  | 1038857000 | 1038.857 | 0.20848 | 65894020 | 65.894 | 45445550 | 45.4455 | 23.6179 | 4.1827 | 13108510 | 7282506 | 39995520 |  | 273165800 | 9559670 | 60386536 | 333552336 | 323992666 | 50826866 | 84.17% | 15.69% | 218532640 | 86.09% | 86.09% | 86.09% | 15.69%
7000 | 12000 | 22054 |  | 1038867000 | 1038.867 | 0.20855 | 65972310 | 65.9723 | 44275470 | 44.2755 | 24.1056 | 4.1019 | 10195510 | 17478010 | 32121680 |  | 273620800 | 9452876 | 59795200 | 333416000 | 323963124 | 50342324 | 84.19% | 15.54% | 218896640 | 86.03% | 86.03% | 86.03% | 15.54%
16077 | 3000 | 27460 | 40 | 1038896000 | 1038.896 | 0.20977 | 64384400 | 64.3844 | 68243450 | 68.2434 | 17.5247 | 5.4564 | 23416170 | 4369504 | 39995520 | 3533411 | 264476800 | 7541753 | 67781194 | 332257994 | 324716241 | 60239441 | 88.87% | 18.55% | 211581440 | 86.03% | 86.03% | 86.03% | 18.55%
11000 | 6000 | 27460 | 30 | 1038913000 | 1038.913 | 0.20959 | 64955130 | 64.9551 | 59656050 | 59.6561 | 19.3469 | 5.0044 | 16021510 | 8739007 | 39995520 | 2578786 | 267532300 | 7818981 | 64756037 | 332288337 | 324469356 | 56937056 | 87.93% | 17.55% | 214025840 | 85.92% | 85.92% | 85.92% | 17.55%
9000 | 13000 | 22054 | 30 | 1038932000 | 1038.932 | 0.20966 | 65034060 | 65.0341 | 58485970 | 58.486 | 19.6409 | 4.936 | 13108510 | 18934520 | 32121680 | 2559380 | 267990000 | 7716778 | 64164710 | 332154710 | 324437932 | 56447932 | 87.97% | 17.4% | 214392000 | 85.86% | 85.86% | 85.86% | 17.4%
16000 | 15936 | 13405 | 25 | 1038935000 | 1038.935 | 0.2092 | 64714730 | 64.7147 | 63303300 | 63.3033 | 18.4565 | 5.2294 | 23304020 | 23210800 | 19524400 | 2225495 | 266907300 | 8448377 | 66039220 | 332946520 | 324498143 | 57590843 | 87.21% | 17.75% | 213525840 | 86.15% | 86.15% | 86.15% | 17.75%
16077 | 8000 | 22054 | 35 | 1038971000 | 1038.971 | 0.20959 | 64493730 | 64.4937 | 66670860 | 66.6709 | 17.8 | 5.3883 | 23416170 | 11652010 | 32121680 | 3093537 | 265294500 | 7841709 | 67189860 | 332484360 | 324642651 | 59348151 | 88.33% | 18.28% | 212235600 | 86.07% | 86.07% | 86.07% | 18.28%
13000 | 4000 | 27460 | 25 | 1038983000 | 1038.983 | 0.20935 | 64986500 | 64.9865 | 59253550 | 59.2535 | 19.4046 | 4.997 | 18934520 | 5826005 | 39995520 | 2174786 | 267896400 | 8223542 | 64756045 | 332652445 | 324428903 | 56532503 | 87.3% | 17.43% | 214317120 | 86.02% | 86.02% | 86.02% | 17.43%
| 14000 | 27460 | 25 | 1038994000 | 1038.994 | 0.20983 | 65728300 | 65.7283 | 48081800 | 48.0818 | 22.8202 | 4.2993 |  | 20391020 | 39995520 | 2081846 | 271289600 | 7474935 | 60386540 | 331676140 | 324201205 | 52911605 | 87.62% | 16.32% | 217031680 | 85.57% | 85.57% | 85.57% | 16.32%
3000 | 13000 | 27460 | 40 | 1038996000 | 1038.996 | 0.21029 | 65140510 | 65.1405 | 56945050 | 56.9451 | 20.1151 | 4.818 | 4369504 | 18934520 | 39995520 | 3343954 | 267932500 | 6758810 | 63299544 | 331232044 | 324473234 | 56540734 | 89.32% | 17.43% | 214346000 | 85.57% | 85.57% | 85.57% | 17.43%
14000 | 5000 | 27460 | 45 | 1039004000 | 1039.004 | 0.21006 | 64373300 | 64.3733 | 68519300 | 68.5193 | 17.4871 | 5.4596 | 20391020 | 7282506 | 39995520 | 3928811 | 264200100 | 7118885 | 67669046 | 331869146 | 324750261 | 60550161 | 89.48% | 18.65% | 211360080 | 85.92% | 85.92% | 85.92% | 18.65%
16077 | 5000 | 22054 |  | 1039044000 | 1039.044 | 0.20823 | 65467860 | 65.4679 | 52057860 | 52.0579 | 21.2251 | 4.6269 | 23416170 | 7282506 | 32121680 |  | 271308200 | 10014160 | 62820356 | 334128556 | 324114396 | 52806196 | 84.06% | 16.29% | 217046560 | 86.35% | 86.35% | 86.35% | 16.29%
5000 | 8000 | 27460 |  | 1039067000 | 1039.067 | 0.20868 | 66141170 | 66.1412 | 41929550 | 41.9295 | 25.1328 | 3.9411 | 7282506 | 11652010 | 39995520 |  | 274290100 | 9300274 | 58930036 | 333220136 | 323919862 | 49629762 | 84.22% | 15.32% | 219432080 | 85.94% | 85.94% | 85.94% | 15.32%
16000 | 3000 | 27460 | 40 | 1039069000 | 1039.069 | 0.20981 | 64404330 | 64.4043 | 68116800 | 68.1168 | 17.5308 | 5.4547 | 23304020 | 4369504 | 39995520 | 3526382 | 264562800 | 7521873 | 67669044 | 332231844 | 324709971 | 60147171 | 88.88% | 18.52% | 211650240 | 86.02% | 86.02% | 86.02% | 18.52%
2000 | 12000 | 27460 | 20 | 1039071000 | 1039.071 | 0.20958 | 65760060 | 65.7601 | 47679300 | 47.6793 | 22.9116 | 4.2875 | 2913002 | 17478010 | 39995520 | 1676067 | 271655300 | 7881277 | 60386532 | 332041832 | 324160555 | 52505255 | 86.95% | 16.2% | 217324240 | 85.67% | 85.67% | 85.67% | 16.2%
14000 | 10000 | 22054 | 40 | 1039075000 | 1039.075 | 0.20988 | 64482320 | 64.4823 | 66946720 | 66.9467 | 17.7614 | 5.3916 | 20391020 | 14565010 | 32121680 | 3491064 | 265016500 | 7417361 | 67077710 | 332094210 | 324676849 | 59660349 | 88.94% | 18.38% | 212013200 | 85.96% | 85.96% | 85.96% | 18.38%
16000 | 8000 | 22054 | 35 | 1039146000 | 1039.146 | 0.20964 | 64513690 | 64.5137 | 66544220 | 66.5442 | 17.8067 | 5.3864 | 23304020 | 11652010 | 32121680 | 3087064 | 265380600 | 7821922 | 67077710 | 332458310 | 324636388 | 59255788 | 88.34% | 18.25% | 212304480 | 86.06% | 86.06% | 86.06% | 18.25%
9000 | 7000 | 27460 | 25 | 1039208000 | 1039.208 | 0.20955 | 65234620 | 65.2346 | 55737550 | 55.7375 | 20.3104 | 4.7921 | 13108510 | 10195510 | 39995520 | 2131953 | 269024800 | 7972493 | 63299540 | 332324340 | 324351847 | 55327047 | 87.41% | 17.06% | 215219840 | 85.87% | 85.87% | 85.87% | 17.06%
16000 | 5000 | 22054 |  | 1039214000 | 1039.214 | 0.20828 | 65487530 | 65.4875 | 51931220 | 51.9312 | 21.2422 | 4.6234 | 23304020 | 7282506 | 32121680 |  | 271393100 | 9992511 | 62708206 | 334101306 | 324108795 | 52715695 | 84.07% | 16.26% | 217114480 | 86.34% | 86.34% | 86.34% | 16.26%
16077 | 2000 | 27460 | 30 | 1039225000 | 1039.225 | 0.20948 | 64692890 | 64.6929 | 63922440 | 63.9224 | 18.3186 | 5.258 | 23416170 | 2913002 | 39995520 | 2642943 | 266323400 | 8093872 | 66324692 | 332648092 | 324554220 | 58230820 | 87.8% | 17.94% | 213058720 | 86.08% | 86.08% | 86.08% | 17.94%
7000 | 14000 | 22054 | 25 | 1039232000 | 1039.232 | 0.20962 | 65313860 | 65.3139 | 54567470 | 54.5675 | 20.643 | 4.7208 | 10195510 | 20391020 | 32121680 | 2118577 | 269483700 | 7870994 | 62708210 | 332191910 | 324320916 | 54837216 | 87.45% | 16.91% | 215586960 | 85.81% | 85.81% | 85.81% | 16.91%
11000 | 5000 | 27460 | 20 | 1039288000 | 1039.288 | 0.20931 | 65266650 | 65.2666 | 55335050 | 55.3351 | 20.3756 | 4.7836 | 16021510 | 7282506 | 39995520 | 1724929 | 269391600 | 8380082 | 63299536 | 332691136 | 324311054 | 54919454 | 86.76% | 16.93% | 215513280 | 85.97% | 85.97% | 85.97% | 16.93%
16077 | 7000 | 22054 | 25 | 1039306000 | 1039.306 | 0.2093 | 64802580 | 64.8026 | 62349860 | 62.3499 | 18.6279 | 5.1858 | 23416170 | 10195510 | 32121680 | 2212313 | 267142600 | 8394420 | 65733360 | 332875960 | 324481540 | 57338940 | 87.23% | 17.67% | 213714080 | 86.12% | 86.12% | 86.12% | 17.67%
9000 | 12000 | 22054 | 20 | 1039312000 | 1039.312 | 0.20938 | 65345840 | 65.3458 | 54164970 | 54.165 | 20.7114 | 4.7118 | 13108510 | 17478010 | 32121680 | 1711805 | 269850300 | 8278330 | 62708200 | 332558500 | 324280170 | 54429870 | 86.8% | 16.78% | 215880240 | 85.91% | 85.91% | 85.91% | 16.78%
13000 | 10000 | 27460 | 90 | 1039317000 | 1039.317 | 0.21162 | 63179500 | 63.1795 | 86829550 | 86.8295 | 14.7992 | 6.2301 | 18934520 | 14565010 | 39995520 | 7867086 | 256728600 | 4787757 | 73495050 | 330223650 | 325435893 | 68707293 | 93.49% | 21.11% | 205382880 | 85.69% | 85.69% | 85.69% | 21.11%
14000 | 4000 | 27460 | 35 | 1039330000 | 1039.33 | 0.20977 | 64681520 | 64.6815 | 64198300 | 64.1983 | 18.2773 | 5.2619 | 20391020 | 5826005 | 39995520 | 3041599 | 266045600 | 7669570 | 66212545 | 332258145 | 324588575 | 58542975 | 88.42% | 18.04% | 212836480 | 85.97% | 85.97% | 85.97% | 18.04%
13000 | 8000 | 27460 | 70 | 1039345000 | 1039.345 | 0.21103 | 63754600 | 63.7546 | 78187550 | 78.1876 | 15.9165 | 5.888 | 18934520 | 11652010 | 39995520 | 6079253 | 260247400 | 5718237 | 70582050 | 330829450 | 325111213 | 64863813 | 91.9% | 19.95% | 208197920 | 85.75% | 85.75% | 85.75% | 19.95%
5000 | 15936 | 22054 | 30 | 1039354000 | 1039.354 | 0.20992 | 65299570 | 65.2996 | 54904620 | 54.9046 | 20.5684 | 4.7312 | 7282506 | 23210800 | 32121680 | 2520634 | 269192000 | 7450461 | 62614986 | 331806986 | 324356525 | 55164525 | 88.1% | 17.01% | 215353600 | 85.7% | 85.7% | 85.7% | 17.01%
14000 | 1000 | 27460 |  | 1039369000 | 1039.369 | 0.20841 | 65653400 | 65.6534 | 49585300 | 49.5853 | 21.9934 | 4.4749 | 20391020 | 1456501 | 39995520 |  | 272050000 | 9827462 | 61843041 | 333893041 | 324065579 | 52015579 | 84.11% | 16.05% | 217640000 | 86.24% | 86.24% | 86.24% | 16.05%
3000 | 12000 | 27460 | 30 | 1039372000 | 1039.372 | 0.21 | 65452080 | 65.4521 | 52624050 | 52.624 | 21.2553 | 4.5895 | 4369504 | 17478010 | 39995520 | 2505403 | 269791900 | 7318582 | 61843034 | 331634934 | 324316352 | 54524452 | 88.17% | 16.81% | 215833520 | 85.62% | 85.62% | 85.62% | 16.81%
13000 | 3000 | 27460 | 15 | 1039387000 | 1039.387 | 0.20907 | 65299940 | 65.2999 | 54932550 | 54.9325 | 20.439 | 4.7755 | 18934520 | 4369504 | 39995520 | 1312033 | 269763700 | 8793551 | 63299544 | 333063244 | 324269693 | 54505993 | 86.11% | 16.81% | 215810960 | 86.07% | 86.07% | 86.07% | 16.81%
16000 | 2000 | 27460 | 30 | 1039400000 | 1039.4 | 0.20953 | 64712890 | 64.7129 | 63795800 | 63.7958 | 18.3265 | 5.2559 | 23304020 | 2913002 | 39995520 | 2637599 | 266409700 | 8074130 | 66212542 | 332622242 | 324548112 | 58138412 | 87.81% | 17.91% | 213127760 | 86.07% | 86.07% | 86.07% | 17.91%
| 13000 | 27460 | 15 | 1039407000 | 1039.407 | 0.20955 | 66042270 | 66.0423 | 43760800 | 43.7608 | 24.4107 | 4.0414 |  | 18934520 | 39995520 | 1255005 | 273159000 | 8043527 | 58930040 | 332089040 | 324045513 | 50886513 | 86.35% | 15.7% | 218527200 | 85.62% | 85.62% | 85.62% | 15.7%
11000 | 10000 | 22054 | 15 | 1039410000 | 1039.41 | 0.20914 | 65379060 | 65.3791 | 53762470 | 53.7625 | 20.7782 | 4.7032 | 16021510 | 14565010 | 32121680 | 1299246 | 270222100 | 8691461 | 62708200 | 332930300 | 324238839 | 54016739 | 86.14% | 16.66% | 216177680 | 86.01% | 86.01% | 86.01% | 16.66%
5000 | 10000 | 27460 | 25 | 1039443000 | 1039.443 | 0.20976 | 65483450 | 65.4835 | 52221550 | 52.2216 | 21.3309 | 4.5795 | 7282506 | 14565010 | 39995520 | 2101403 | 270156100 | 7723143 | 61843036 | 331999136 | 324275993 | 54119893 | 87.51% | 16.69% | 216124880 | 85.72% | 85.72% | 85.72% | 16.69%
13000 | 7000 | 27460 | 60 | 1039444000 | 1039.444 | 0.21073 | 64047770 | 64.0478 | 73866550 | 73.8666 | 16.5538 | 5.7063 | 18934520 | 10195510 | 39995520 | 5203888 | 262030300 | 6205044 | 69125550 | 331155850 | 324950806 | 62920506 | 91.02% | 19.36% | 209624240 | 85.78% | 85.78% | 85.78% | 19.36%
11000 | 14000 | 22054 | 60 | 1039455000 | 1039.455 | 0.2108 | 64126120 | 64.1261 | 72696470 | 72.6965 | 16.753 | 5.647 | 16021510 | 20391020 | 32121680 | 5155082 | 262485500 | 6103363 | 68534210 | 331019710 | 324916347 | 62430847 | 91.09% | 19.21% | 209988400 | 85.72% | 85.72% | 85.72% | 19.21%
9000 | 12000 | 27460 | 80 | 1039477000 | 1039.477 | 0.21152 | 63709990 | 63.71 | 78992550 | 78.9925 | 15.8254 | 5.9009 | 13108510 | 17478010 | 39995520 | 6803405 | 259594800 | 4993081 | 70582040 | 330176840 | 325183759 | 65588959 | 92.93% | 20.17% | 207675840 | 85.57% | 85.57% | 85.57% | 20.17%
11000 | 15936 | 22054 | 80 | 1039479000 | 1039.479 | 0.21144 | 63558840 | 63.5588 | 81273130 | 81.2731 | 15.4916 | 6.0096 | 16021510 | 23210800 | 32121680 | 6890648 | 259000500 | 5123423 | 71353990 | 330354490 | 325231067 | 66230567 | 92.82% | 20.36% | 207200400 | 85.65% | 85.65% | 85.65% | 20.36%
16000 | 7000 | 22054 | 25 | 1039482000 | 1039.482 | 0.20935 | 64822590 | 64.8226 | 62223220 | 62.2232 | 18.6366 | 5.1836 | 23304020 | 10195510 | 32121680 | 2207681 | 267229000 | 8374678 | 65621210 | 332850210 | 324475532 | 57246532 | 87.24% | 17.64% | 213783200 | 86.11% | 86.11% | 86.11% | 17.64%
13000 | 8000 | 22054 | 10 | 1039520000 | 1039.52 | 0.2089 | 65413020 | 65.413 | 53359970 | 53.36 | 20.8441 | 4.6948 | 18934520 | 11652010 | 32121680 | 883246.3 | 270597100 | 9108039 | 62708210 | 333305310 | 324197271 | 53600171 | 85.48% | 16.53% | 216477680 | 86.12% | 86.12% | 86.12% | 16.53%
13000 | 15936 | 13405 |  | 1039520000 | 1039.52 | 0.20846 | 65628040 | 65.628 | 50119060 | 50.1191 | 21.7908 | 4.5141 | 18934520 | 23210800 | 19524400 |  | 272182000 | 9794876 | 61669720 | 333851720 | 324056844 | 51874844 | 84.12% | 16.01% | 217745600 | 86.22% | 86.22% | 86.22% | 16.01%
7000 | 8000 | 27460 | 20 | 1039521000 | 1039.521 | 0.20952 | 65515340 | 65.5153 | 51819050 | 51.819 | 21.4064 | 4.5695 | 10195510 | 11652010 | 39995520 | 1695001 | 270522300 | 8130109 | 61843040 | 332365340 | 324235231 | 53712931 | 86.85% | 16.57% | 216417840 | 85.82% | 85.82% | 85.82% | 16.57%
9000 | 13000 | 27460 | 90 | 1039531000 | 1039.531 | 0.21182 | 63426930 | 63.4269 | 83313550 | 83.3136 | 15.2423 | 6.0764 | 13108510 | 18934520 | 39995520 | 7663306 | 257854100 | 4549943 | 72038550 | 329892650 | 325342707 | 67488607 | 93.68% | 20.74% | 206283280 | 85.55% | 85.55% | 85.55% | 20.74%
16077 | 1000 | 27460 | 20 | 1039581000 | 1039.581 | 0.2092 | 65003080 | 65.0031 | 59601440 | 59.6014 | 19.2125 | 5.0486 | 23416170 | 1456501 | 39995520 | 1771043 | 268177200 | 8651235 | 64868191 | 333045391 | 324394156 | 56216956 | 86.66% | 17.33% | 214541760 | 86.13% | 86.13% | 86.13% | 17.33%
9000 | 6000 | 27460 | 15 | 1039618000 | 1039.618 | 0.20927 | 65548460 | 65.5485 | 51416550 | 51.4166 | 21.4802 | 4.5599 | 13108510 | 8739007 | 39995520 | 1282936 | 270893700 | 8542746 | 61843037 | 332736737 | 324193991 | 53300291 | 86.19% | 16.44% | 216714960 | 85.92% | 85.92% | 85.92% | 16.44%
16077 | 12000 | 22054 | 80 | 1039622000 | 1039.622 | 0.21129 | 63281000 | 63.281 | 85604860 | 85.6049 | 14.8919 | 6.2143 | 23416170 | 17478010 | 32121680 | 7101719 | 257725400 | 5405915 | 73015860 | 330741260 | 325335345 | 67609945 | 92.6% | 20.78% | 206180320 | 85.82% | 85.82% | 85.82% | 20.78%
2000 | 14000 | 27460 | 45 | 1039639000 | 1039.639 | 0.21067 | 65115100 | 65.1151 | 57971300 | 57.9713 | 19.796 | 4.883 | 2913002 | 20391020 | 39995520 | 3741269 | 267574400 | 6360944 | 63299542 | 330873942 | 324512998 | 56938598 | 89.95% | 17.55% | 214059520 | 85.47% | 85.47% | 85.47% | 17.55%
7000 | 13000 | 22054 | 15 | 1039645000 | 1039.645 | 0.20934 | 65627840 | 65.6278 | 50246470 | 50.2465 | 21.8645 | 4.4849 | 10195510 | 18934520 | 32121680 | 1274322 | 271353200 | 8441383 | 61251710 | 332604910 | 324163527 | 52810327 | 86.22% | 16.29% | 217082560 | 85.86% | 85.86% | 85.86% | 16.29%
9000 | 10000 | 27460 | 60 | 1039646000 | 1039.646 | 0.21094 | 64294440 | 64.2944 | 70350550 | 70.3505 | 17.1537 | 5.531 | 13108510 | 14565010 | 39995520 | 5091152 | 263152500 | 5954931 | 67669040 | 330821540 | 324866609 | 61714109 | 91.2% | 19% | 210522000 | 85.63% | 85.63% | 85.63% | 19%
16077 | 13000 | 22054 | 90 | 1039647000 | 1039.647 | 0.21159 | 62996040 | 62.996 | 89925860 | 89.9259 | 14.3925 | 6.3769 | 23416170 | 18934520 | 32121680 | 8013911 | 255976800 | 4949639 | 74472370 | 330449170 | 325499531 | 69522731 | 93.35% | 21.36% | 204781440 | 85.79% | 85.79% | 85.79% | 21.36%
13000 | 6000 | 27460 | 50 | 1039652000 | 1039.652 | 0.21044 | 64348170 | 64.3482 | 69545550 | 69.5456 | 17.2504 | 5.5182 | 18934520 | 8739007 | 39995520 | 4324811 | 263843200 | 6722335 | 67669047 | 331512247 | 324789912 | 60946712 | 90.07% | 18.76% | 211074560 | 85.82% | 85.82% | 85.82% | 18.76%
14000 | 15936 | 13405 | 10 | 1039656000 | 1039.656 | 0.20888 | 65309080 | 65.3091 | 55063810 | 55.0638 | 20.3286 | 4.8051 | 20391020 | 23210800 | 19524400 | 892116 | 270273000 | 9180177 | 63126220 | 333399220 | 324219043 | 53946043 | 85.46% | 16.64% | 216218400 | 86.16% | 86.16% | 86.16% | 16.64%
11000 | 13000 | 22054 | 50 | 1039659000 | 1039.659 | 0.21051 | 64426310 | 64.4263 | 68375470 | 68.3755 | 17.4724 | 5.4562 | 16021510 | 18934520 | 32121680 | 4288801 | 264297500 | 6618516 | 67077710 | 331375210 | 324756694 | 60459194 | 90.13% | 18.62% | 211438000 | 85.76% | 85.76% | 85.76% | 18.62%
14000 | 3000 | 27460 | 25 | 1039675000 | 1039.675 | 0.20949 | 64991010 | 64.991 | 59877300 | 59.8773 | 19.1675 | 5.0531 | 20391020 | 4369504 | 39995520 | 2174786 | 267896400 | 8223542 | 64756044 | 332652444 | 324428902 | 56532502 | 87.3% | 17.43% | 214317120 | 86.02% | 86.02% | 86.02% | 17.43%
16077 | 6000 | 22054 | 15 | 1039700000 | 1039.7 | 0.20902 | 65115330 | 65.1153 | 58028860 | 58.0289 | 19.5591 | 4.9729 | 23416170 | 8739007 | 32121680 | 1337857 | 269007100 | 8962732 | 64276857 | 333283957 | 324321225 | 55314125 | 86.06% | 17.06% | 215205680 | 86.17% | 86.17% | 86.17% | 17.06%
9000 | 14000 | 27460 | 100 | 1039703000 | 1039.703 | 0.21212 | 63151730 | 63.1517 | 87634550 | 87.6346 | 14.7007 | 6.2473 | 13108510 | 20391020 | 39995520 | 8513398 | 256146100 | 4140546 | 73495050 | 329641150 | 325500604 | 69354504 | 94.37% | 21.31% | 204916880 | 85.53% | 85.53% | 85.53% | 21.31%
11000 | 4000 | 27460 | 10 | 1039727000 | 1039.727 | 0.20903 | 65582420 | 65.5824 | 51014050 | 51.014 | 21.5531 | 4.5506 | 16021510 | 5826005 | 39995520 | 866935.7 | 271268600 | 8959323 | 61843035 | 333111635 | 324152312 | 52883712 | 85.51% | 16.31% | 217014880 | 86.03% | 86.03% | 86.03% | 16.31%
5000 | 14000 | 27460 | 70 | 1039754000 | 1039.754 | 0.21143 | 64248170 | 64.2482 | 71155550 | 71.1556 | 17.0469 | 5.5468 | 7282506 | 20391020 | 39995520 | 5822997 | 262492900 | 5222070 | 67669046 | 330161946 | 324939876 | 62446976 | 92.28% | 19.22% | 209994320 | 85.45% | 85.45% | 85.45% | 19.22%
16000 | 1000 | 27460 | 20 | 1039757000 | 1039.757 | 0.20924 | 65023170 | 65.0232 | 59474800 | 59.4748 | 19.2226 | 5.0462 | 23304020 | 1456501 | 39995520 | 1767138 | 268263800 | 8631755 | 64756041 | 333019841 | 324388086 | 56124286 | 86.67% | 17.3% | 214611040 | 86.12% | 86.12% | 86.12% | 17.3%
14000 | 8000 | 22054 | 20 | 1039776000 | 1039.776 | 0.20931 | 65102040 | 65.102 | 58304720 | 58.3047 | 19.5143 | 4.9772 | 20391020 | 11652010 | 32121680 | 1747985 | 268721200 | 8529298 | 64164710 | 332885910 | 324356612 | 55635412 | 86.71% | 17.15% | 214976960 | 86.06% | 86.06% | 86.06% | 17.15%
16077 | 10000 | 22054 | 60 | 1039780000 | 1039.78 | 0.21069 | 63864670 | 63.8647 | 76962860 | 76.9629 | 16.0194 | 5.871 | 23416170 | 14565010 | 32121680 | 5293479 | 261279900 | 6374153 | 70102860 | 331382760 | 325008607 | 63728707 | 90.91% | 19.61% | 209023920 | 85.88% | 85.88% | 85.88% | 19.61%
16000 | 12000 | 22054 | 80 | 1039796000 | 1039.796 | 0.21133 | 63300910 | 63.3009 | 85478220 | 85.4782 | 14.8929 | 6.2137 | 23304020 | 17478010 | 32121680 | 7086692 | 257811200 | 5386759 | 72903710 | 330714910 | 325328151 | 67516951 | 92.61% | 20.75% | 206248960 | 85.81% | 85.81% | 85.81% | 20.75%
16077 | 14000 | 22054 | 100 | 1039802000 | 1039.802 | 0.21189 | 62719690 | 62.7197 | 94246860 | 94.2469 | 13.9236 | 6.536 | 23416170 | 20391020 | 32121680 | 8909475 | 254264000 | 4530892 | 75928870 | 330192870 | 325661978 | 71397978 | 94.03% | 21.92% | 203411200 | 85.78% | 85.78% | 85.78% | 21.92%
| 15936 | 27460 | 50 | 1039808000 | 1039.808 | 0.21097 | 65103900 | 65.1039 | 58308460 | 58.3085 | 19.7226 | 4.8937 |  | 23210800 | 39995520 | 4128644 | 267295600 | 5954792 | 63206320 | 330501920 | 324547128 | 57251528 | 90.58% | 17.64% | 213836480 | 85.36% | 85.36% | 85.36% | 17.64%
16000 | 13000 | 22054 | 90 | 1039822000 | 1039.822 | 0.21163 | 63016020 | 63.016 | 89799220 | 89.7992 | 14.3927 | 6.3766 | 23304020 | 18934520 | 32121680 | 7996744 | 256063000 | 4931013 | 74360220 | 330423220 | 325492207 | 69429207 | 93.37% | 21.33% | 204850400 | 85.78% | 85.78% | 85.78% | 21.33%
5000 | 13000 | 27460 | 60 | 1039866000 | 1039.866 | 0.21114 | 64542230 | 64.5422 | 66834550 | 66.8345 | 17.8119 | 5.3499 | 7282506 | 18934520 | 39995520 | 5001246 | 264279500 | 5707202 | 66212546 | 330492046 | 324784844 | 60505344 | 91.38% | 18.63% | 211423600 | 85.48% | 85.48% | 85.48% | 18.63%
16000 | 6000 | 22054 | 15 | 1039877000 | 1039.877 | 0.20907 | 65135440 | 65.1354 | 57902220 | 57.9022 | 19.5702 | 4.9703 | 23304020 | 8739007 | 32121680 | 1334596 | 269093800 | 8943261 | 64164707 | 333258507 | 324315246 | 55221446 | 86.06% | 17.03% | 215275040 | 86.16% | 86.16% | 86.16% | 17.03%
11000 | 7000 | 27460 | 45 | 1039891000 | 1039.891 | 0.2104 | 64623990 | 64.624 | 65627050 | 65.627 | 17.971 | 5.3282 | 16021510 | 10195510 | 39995520 | 3846324 | 265320300 | 6863728 | 66212540 | 331532840 | 324669112 | 59348812 | 89.63% | 18.28% | 212256240 | 85.77% | 85.77% | 85.77% | 18.28%
9000 | 14000 | 22054 | 45 | 1039904000 | 1039.904 | 0.21047 | 64702480 | 64.7025 | 64456970 | 64.457 | 18.2174 | 5.2637 | 13108510 | 20391020 | 32121680 | 3819731 | 265776100 | 6760391 | 65621210 | 331397310 | 324636919 | 58860819 | 89.7% | 18.13% | 212620880 | 85.71% | 85.71% | 85.71% | 18.13%
13000 | 5000 | 27460 | 40 | 1039951000 | 1039.951 | 0.21016 | 64654660 | 64.6547 | 65224550 | 65.2245 | 18.0192 | 5.3223 | 18934520 | 7282506 | 39995520 | 3445599 | 265681500 | 7265009 | 66212546 | 331894046 | 324629037 | 58947537 | 89.03% | 18.16% | 212545200 | 85.87% | 85.87% | 85.87% | 18.16%
16000 | 10000 | 22054 | 60 | 1039954000 | 1039.954 | 0.21074 | 63884610 | 63.8846 | 76836220 | 76.8362 | 16.0223 | 5.8699 | 23304020 | 14565010 | 32121680 | 5282713 | 261365900 | 6354715 | 69990710 | 331356610 | 325001895 | 63635995 | 90.92% | 19.58% | 209092720 | 85.87% | 85.87% | 85.87% | 19.58%
5000 | 15936 | 27460 | 90 | 1039960000 | 1039.96 | 0.21207 | 63692960 | 63.693 | 79732210 | 79.7322 | 15.7123 | 5.9208 | 7282506 | 23210800 | 39995520 | 7468409 | 259058300 | 4301417 | 70488826 | 329547126 | 325245709 | 66187409 | 93.9% | 20.35% | 207246640 | 85.39% | 85.39% | 85.39% | 20.35%
11000 | 12000 | 22054 | 40 | 1039962000 | 1039.962 | 0.21022 | 64732990 | 64.733 | 64054470 | 64.0545 | 18.2677 | 5.2574 | 16021510 | 17478010 | 32121680 | 3419698 | 266136600 | 7160979 | 65621200 | 331757800 | 324596821 | 58460221 | 89.09% | 18.01% | 212909280 | 85.81% | 85.81% | 85.81% | 18.01%
7000 | 7000 | 27460 | 10 | 1039966000 | 1039.966 | 0.20924 | 65831470 | 65.8315 | 47498050 | 47.498 | 22.7515 | 4.3248 | 10195510 | 10195510 | 39995520 | 848831.8 | 272400800 | 8709660 | 60386540 | 332787340 | 324077680 | 51676880 | 85.58% | 15.95% | 217920640 | 85.88% | 85.88% | 85.88% | 15.95%
14000 | 8000 | 27460 | 80 | 1039974000 | 1039.974 | 0.21146 | 63468320 | 63.4683 | 83132300 | 83.1323 | 15.1877 | 6.1113 | 20391020 | 11652010 | 39995520 | 6974891 | 258474500 | 5239313 | 72038550 | 330513050 | 325273737 | 66799237 | 92.73% | 20.54% | 206779600 | 85.72% | 85.72% | 85.72% | 20.54%
16000 | 14000 | 22054 | 100 | 1039978000 | 1039.978 | 0.21194 | 62739740 | 62.7397 | 94120220 | 94.1202 | 13.923 | 6.536 | 23304020 | 20391020 | 32121680 | 8890043 | 254350500 | 4512762 | 75816720 | 330167220 | 325654458 | 71303958 | 94.05% | 21.9% | 203480400 | 85.76% | 85.76% | 85.76% | 21.9%
2000 | 10000 | 27460 |  | 1039994000 | 1039.994 | 0.20903 | 66394520 | 66.3945 | 39037300 | 39.0373 | 26.4441 | 3.7524 | 2913002 | 14565010 | 39995520 |  | 275421400 | 9047889 | 57473532 | 332894932 | 323847043 | 48425643 | 84.26% | 14.95% | 220337120 | 85.78% | 85.78% | 85.78% | 14.95%
2000 | 13000 | 27460 | 35 | 1039994000 | 1039.994 | 0.21039 | 65425220 | 65.4252 | 53650300 | 53.6503 | 20.8972 | 4.6569 | 2913002 | 18934520 | 39995520 | 2909403 | 269427800 | 6914021 | 61843042 | 331270842 | 324356821 | 54929021 | 88.82% | 16.93% | 215542240 | 85.52% | 85.52% | 85.52% | 16.93%
5000 | 14000 | 22054 | 10 | 1039994000 | 1039.994 | 0.20931 | 65910940 | 65.9109 | 46327970 | 46.328 | 23.1966 | 4.2463 | 7282506 | 20391020 | 32121680 | 843407.8 | 272860700 | 8608297 | 59795206 | 332655906 | 324047609 | 51186909 | 85.6% | 15.8% | 218288560 | 85.82% | 85.82% | 85.82% | 15.8%
16077 |  | 27460 | 10 | 1040012000 | 1040.012 | 0.20892 | 65318270 | 65.3183 | 55280440 | 55.2804 | 20.2223 | 4.8285 | 23416170 |  | 39995520 | 898660.5 | 270051700 | 9229508 | 63411690 | 333463390 | 324233882 | 54182182 | 85.45% | 16.71% | 216041360 | 86.19% | 86.19% | 86.19% | 16.71%
13000 | 10000 | 22054 | 35 | 1040032000 | 1040.032 | 0.20998 | 64764360 | 64.7644 | 63651970 | 63.652 | 18.3171 | 5.2514 | 18934520 | 14565010 | 32121680 | 3015698 | 266500800 | 7565540 | 65621210 | 332122010 | 324556470 | 58055670 | 88.47% | 17.89% | 213200640 | 85.91% | 85.91% | 85.91% | 17.89%
14000 | 7000 | 27460 | 70 | 1040037000 | 1040.037 | 0.21117 | 63759110 | 63.7591 | 78811300 | 78.8113 | 15.7567 | 5.9386 | 20391020 | 10195510 | 39995520 | 6079253 | 260247400 | 5718237 | 70582050 | 330829450 | 325111213 | 64863813 | 91.9% | 19.95% | 208197920 | 85.75% | 85.75% | 85.75% | 19.95%
7000 | 15936 | 22054 | 50 | 1040055000 | 1040.055 | 0.21076 | 64690080 | 64.6901 | 64794130 | 64.7941 | 18.1582 | 5.2723 | 10195510 | 23210800 | 32121680 | 4210390 | 265492300 | 6348938 | 65527990 | 331020290 | 324671352 | 59179052 | 90.31% | 18.23% | 212393840 | 85.6% | 85.6% | 85.6% | 18.23%
13000 | 7000 | 22054 |  | 1040059000 | 1040.059 | 0.20862 | 65735440 | 65.7354 | 49038970 | 49.039 | 22.0857 | 4.4573 | 18934520 | 10195510 | 32121680 |  | 272501700 | 9717473 | 61251710 | 333753410 | 324035937 | 51534237 | 84.14% | 15.9% | 218001360 | 86.18% | 86.18% | 86.18% | 15.9%
5000 | 12000 | 27460 | 50 | 1040066000 | 1040.066 | 0.21085 | 64842070 | 64.8421 | 62513550 | 62.5136 | 18.6617 | 5.1445 | 7282506 | 17478010 | 39995520 | 4179059 | 266090100 | 6216487 | 64756036 | 330846136 | 324629649 | 58539549 | 90.4% | 18.03% | 212872080 | 85.52% | 85.52% | 85.52% | 18.03%
16077 | 15936 | 13405 | 30 | 1040073000 | 1040.073 | 0.20967 | 64672340 | 64.6723 | 65079950 | 65.0799 | 17.9772 | 5.3473 | 23416170 | 23210800 | 19524400 | 2634770 | 266456800 | 8063362 | 66151370 | 332608170 | 324544808 | 58088008 | 87.81% | 17.9% | 213165440 | 86.06% | 86.06% | 86.06% | 17.9%
3000 | 15936 | 22054 | 15 | 1040077000 | 1040.077 | 0.2096 | 65894080 | 65.8941 | 46665130 | 46.6651 | 23.1029 | 4.2582 | 4369504 | 23210800 | 32121680 | 1258699 | 272558300 | 8175741 | 59701984 | 332260284 | 324084543 | 51526243 | 86.31% | 15.9% | 218046640 | 85.7% | 85.7% | 85.7% | 15.9%
14000 | 2000 | 27460 | 15 | 1040079000 | 1040.079 | 0.20921 | 65304460 | 65.3045 | 55556300 | 55.5563 | 20.1746 | 4.8332 | 20391020 | 2913002 | 39995520 | 1312033 | 269763700 | 8793551 | 63299542 | 333063242 | 324269691 | 54505991 | 86.11% | 16.81% | 215810960 | 86.07% | 86.07% | 86.07% | 16.81%
7000 | 10000 | 27460 | 45 | 1040101000 | 1040.101 | 0.21061 | 64871120 | 64.8711 | 62111050 | 62.111 | 18.7182 | 5.1369 | 10195510 | 14565010 | 39995520 | 3785806 | 266444500 | 6610286 | 64756040 | 331200540 | 324590254 | 58145754 | 89.79% | 17.91% | 213155600 | 85.62% | 85.62% | 85.62% | 17.91%
14000 | 6000 | 27460 | 60 | 1040135000 | 1040.135 | 0.21087 | 64052280 | 64.0523 | 74490300 | 74.4903 | 16.3809 | 5.7582 | 20391020 | 8739007 | 39995520 | 5203888 | 262030300 | 6205044 | 69125547 | 331155847 | 324950803 | 62920503 | 91.02% | 19.36% | 209624240 | 85.78% | 85.78% | 85.78% | 19.36%
9000 | 8000 | 27460 | 40 | 1040155000 | 1040.155 | 0.21036 | 64901410 | 64.9014 | 61708550 | 61.7086 | 18.7731 | 5.1298 | 13108510 | 11652010 | 39995520 | 3386786 | 266804100 | 7009859 | 64756040 | 331560140 | 324550281 | 57746181 | 89.17% | 17.79% | 213443280 | 85.72% | 85.72% | 85.72% | 17.79%
14000 | 10000 | 27460 | 100 | 1040172000 | 1040.172 | 0.21207 | 62908200 | 62.9082 | 91774300 | 91.7743 | 14.1678 | 6.4421 | 20391020 | 14565010 | 39995520 | 8744577 | 255018200 | 4373095 | 74951550 | 329969750 | 325596655 | 70578455 | 94.17% | 21.68% | 204014560 | 85.68% | 85.68% | 85.68% | 21.68%
16000 |  | 27460 | 10 | 1040189000 | 1040.189 | 0.20897 | 65338420 | 65.3384 | 55153800 | 55.1538 | 20.2353 | 4.8256 | 23304020 |  | 39995520 | 896033 | 270138700 | 9210128 | 63299540 | 333438240 | 324228112 | 54089412 | 85.45% | 16.68% | 216110960 | 86.18% | 86.18% | 86.18% | 16.68%
3000 | 10000 | 27460 | 10 | 1040208000 | 1040.208 | 0.20944 | 66080750 | 66.0807 | 43982050 | 43.9821 | 24.1325 | 4.0896 | 4369504 | 14565010 | 39995520 | 839005.3 | 273534000 | 8460104 | 58930034 | 332464034 | 324003930 | 50469930 | 85.64% | 15.58% | 218827200 | 85.73% | 85.73% | 85.73% | 15.58%
14000 | 7000 | 22054 | 10 | 1040211000 | 1040.211 | 0.20903 | 65417540 | 65.4175 | 53983720 | 53.9837 | 20.5685 | 4.7532 | 20391020 | 10195510 | 32121680 | 883246.3 | 270597100 | 9108039 | 62708210 | 333305310 | 324197271 | 53600171 | 85.48% | 16.53% | 216477680 | 86.12% | 86.12% | 86.12% | 16.53%
16077 | 3000 | 27460 | 45 | 1040213000 | 1040.213 | 0.21029 | 64362370 | 64.3624 | 69893450 | 69.8935 | 17.1005 | 5.568 | 23416170 | 4369504 | 39995520 | 3935972 | 264114000 | 7138634 | 67781194 | 331895194 | 324756560 | 60642560 | 89.47% | 18.67% | 211291200 | 85.93% | 85.93% | 85.93% | 18.67%
11000 | 6000 | 27460 | 35 | 1040226000 | 1040.226 | 0.21012 | 64932780 | 64.9328 | 61306050 | 61.306 | 18.8265 | 5.123 | 16021510 | 8739007 | 39995520 | 2982786 | 267168200 | 7414420 | 64756037 | 331924237 | 324509817 | 57341617 | 88.55% | 17.67% | 213734560 | 85.82% | 85.82% | 85.82% | 17.67%
11000 | 3000 | 27460 |  | 1040240000 | 1040.24 | 0.20875 | 65903050 | 65.903 | 46693050 | 46.693 | 22.9179 | 4.3041 | 16021510 | 4369504 | 39995520 |  | 273165800 | 9559670 | 60386534 | 333552334 | 323992664 | 50826864 | 84.17% | 15.69% | 218532640 | 86.09% | 86.09% | 86.09% | 15.69%
9000 | 13000 | 22054 | 35 | 1040245000 | 1040.245 | 0.21018 | 65011710 | 65.0117 | 60135970 | 60.136 | 19.1039 | 5.0556 | 13108510 | 18934520 | 32121680 | 2963380 | 267625900 | 7312217 | 64164710 | 331790610 | 324478393 | 56852493 | 88.6% | 17.52% | 214100720 | 85.76% | 85.76% | 85.76% | 17.52%
16000 | 15936 | 13405 | 30 | 1040248000 | 1040.248 | 0.20972 | 64692340 | 64.6923 | 64953300 | 64.9533 | 17.9844 | 5.3453 | 23304020 | 23210800 | 19524400 | 2629691 | 266543100 | 8043621 | 66039220 | 332582320 | 324538699 | 57995599 | 87.82% | 17.87% | 213234480 | 86.05% | 86.05% | 86.05% | 17.87%
9000 | 10000 | 22054 |  | 1040250000 | 1040.25 | 0.20882 | 65981340 | 65.9813 | 45522970 | 45.523 | 23.3758 | 4.224 | 13108510 | 14565010 | 32121680 |  | 273620800 | 9452876 | 59795200 | 333416000 | 323963124 | 50342324 | 84.19% | 15.54% | 218896640 | 86.03% | 86.03% | 86.03% | 15.54%
16077 | 8000 | 22054 | 40 | 1040284000 | 1040.284 | 0.21011 | 64471380 | 64.4714 | 68320860 | 68.3209 | 17.3621 | 5.5011 | 23416170 | 11652010 | 32121680 | 3497537 | 264930400 | 7437148 | 67189860 | 332120260 | 324683112 | 59752712 | 88.93% | 18.4% | 211944320 | 85.97% | 85.97% | 85.97% | 18.4%
13000 | 4000 | 27460 | 30 | 1040296000 | 1040.296 | 0.20987 | 64964150 | 64.9642 | 60903550 | 60.9036 | 18.8805 | 5.1162 | 18934520 | 5826005 | 39995520 | 2578786 | 267532300 | 7818981 | 64756045 | 332288345 | 324469364 | 56937064 | 87.93% | 17.55% | 214025840 | 85.92% | 85.92% | 85.92% | 17.55%
| 14000 | 27460 | 30 | 1040308000 | 1040.308 | 0.21035 | 65705960 | 65.706 | 49731800 | 49.7318 | 22.0846 | 4.4286 |  | 20391020 | 39995520 | 2485846 | 270925500 | 7070375 | 60386540 | 331312040 | 324241665 | 53316165 | 88.29% | 16.44% | 216740400 | 85.47% | 85.47% | 85.47% | 16.44%
3000 | 13000 | 27460 | 45 | 1040331000 | 1040.331 | 0.21081 | 65119610 | 65.1196 | 58595050 | 58.5951 | 19.5484 | 4.939 | 4369504 | 18934520 | 39995520 | 3741269 | 267574400 | 6360944 | 63299544 | 330873944 | 324513000 | 56938600 | 89.95% | 17.55% | 214059520 | 85.47% | 85.47% | 85.47% | 17.55%
14000 | 5000 | 27460 | 50 | 1040343000 | 1040.343 | 0.21058 | 64352680 | 64.3527 | 70169300 | 70.1693 | 17.0623 | 5.5714 | 20391020 | 7282506 | 39995520 | 4324811 | 263843200 | 6722335 | 67669046 | 331512246 | 324789911 | 60946711 | 90.07% | 18.76% | 211074560 | 85.82% | 85.82% | 85.82% | 18.76%
2000 | 12000 | 27460 | 25 | 1040378000 | 1040.378 | 0.21011 | 65737330 | 65.7373 | 49329300 | 49.3293 | 22.1695 | 4.4174 | 2913002 | 17478010 | 39995520 | 2081846 | 271289600 | 7474935 | 60386532 | 331676132 | 324201197 | 52911597 | 87.62% | 16.32% | 217031680 | 85.57% | 85.57% | 85.57% | 16.32%
16000 | 3000 | 27460 | 45 | 1040388000 | 1040.388 | 0.21034 | 64382320 | 64.3823 | 69766800 | 69.7668 | 17.1057 | 5.5664 | 23304020 | 4369504 | 39995520 | 3928811 | 264200100 | 7118885 | 67669044 | 331869144 | 324750259 | 60550159 | 89.48% | 18.65% | 211360080 | 85.92% | 85.92% | 85.92% | 18.65%
14000 | 10000 | 22054 | 45 | 1040396000 | 1040.396 | 0.21041 | 64460460 | 64.4605 | 68596720 | 68.5967 | 17.3245 | 5.5042 | 20391020 | 14565010 | 32121680 | 3892801 | 264654400 | 7015066 | 67077710 | 331732110 | 324717044 | 60062644 | 89.54% | 18.5% | 211723520 | 85.86% | 85.86% | 85.86% | 18.5%
7000 | 6000 | 27460 |  | 1040450000 | 1040.45 | 0.20896 | 66150200 | 66.1502 | 43177050 | 43.1771 | 24.3368 | 4.0647 | 10195510 | 8739007 | 39995520 |  | 274290100 | 9300274 | 58930037 | 333220137 | 323919863 | 49629763 | 84.22% | 15.32% | 219432080 | 85.94% | 85.94% | 85.94% | 15.32%
16000 | 8000 | 22054 | 40 | 1040459000 | 1040.459 | 0.21016 | 64491340 | 64.4913 | 68194220 | 68.1942 | 17.3678 | 5.4994 | 23304020 | 11652010 | 32121680 | 3491064 | 265016500 | 7417361 | 67077710 | 332094210 | 324676849 | 59660349 | 88.94% | 18.38% | 212013200 | 85.96% | 85.96% | 85.96% | 18.38%
5000 | 13000 | 22054 |  | 1040476000 | 1040.476 | 0.20903 | 66229510 | 66.2295 | 42006970 | 42.007 | 24.8667 | 3.9816 | 7282506 | 18934520 | 32121680 |  | 274749300 | 9197741 | 58338706 | 333088006 | 323890265 | 49140965 | 84.23% | 15.17% | 219799440 | 85.87% | 85.87% | 85.87% | 15.17%
9000 | 7000 | 27460 | 30 | 1040521000 | 1040.521 | 0.21008 | 65212280 | 65.2123 | 57387550 | 57.3875 | 19.733 | 4.9145 | 13108510 | 10195510 | 39995520 | 2535953 | 268660700 | 7567932 | 63299540 | 331960240 | 324392308 | 55731608 | 88.04% | 17.18% | 214928560 | 85.77% | 85.77% | 85.77% | 17.18%
16077 | 2000 | 27460 | 35 | 1040538000 | 1040.538 | 0.21 | 64670540 | 64.6705 | 65572440 | 65.5724 | 17.8528 | 5.3734 | 23416170 | 2913002 | 39995520 | 3046943 | 265959300 | 7689311 | 66324692 | 332283992 | 324594681 | 58635381 | 88.41% | 18.06% | 212767440 | 85.98% | 85.98% | 85.98% | 18.06%
7000 | 14000 | 22054 | 30 | 1040545000 | 1040.545 | 0.21015 | 65291520 | 65.2915 | 56217470 | 56.2175 | 20.0456 | 4.8443 | 10195510 | 20391020 | 32121680 | 2522577 | 269119600 | 7466434 | 62708210 | 331827810 | 324361376 | 55241776 | 88.09% | 17.03% | 215295680 | 85.71% | 85.71% | 85.71% | 17.03%
11000 | 5000 | 27460 | 25 | 1040591000 | 1040.591 | 0.20983 | 65243650 | 65.2437 | 56985050 | 56.9851 | 19.7948 | 4.9064 | 16021510 | 7282506 | 39995520 | 2131953 | 269024800 | 7972493 | 63299536 | 332324336 | 324351843 | 55327043 | 87.41% | 17.06% | 215219840 | 85.87% | 85.87% | 85.87% | 17.06%
9000 | 12000 | 22054 | 25 | 1040616000 | 1040.616 | 0.2099 | 65322890 | 65.3229 | 55814970 | 55.815 | 20.1103 | 4.8357 | 13108510 | 17478010 | 32121680 | 2118577 | 269483700 | 7870994 | 62708200 | 332191900 | 324320906 | 54837206 | 87.45% | 16.91% | 215586960 | 85.81% | 85.81% | 85.81% | 16.91%
16077 | 7000 | 22054 | 30 | 1040619000 | 1040.619 | 0.20983 | 64780210 | 64.7802 | 63999860 | 63.9999 | 18.1452 | 5.3027 | 23416170 | 10195510 | 32121680 | 2616379 | 266778500 | 7989794 | 65733360 | 332511860 | 324522066 | 57743566 | 87.85% | 17.79% | 213422800 | 86.02% | 86.02% | 86.02% | 17.79%
14000 | 4000 | 27460 | 40 | 1040643000 | 1040.643 | 0.2103 | 64659170 | 64.6592 | 65848300 | 65.8483 | 17.8134 | 5.3768 | 20391020 | 5826005 | 39995520 | 3445599 | 265681500 | 7265009 | 66212545 | 331894045 | 324629036 | 58947536 | 89.03% | 18.16% | 212545200 | 85.87% | 85.87% | 85.87% | 18.16%
5000 | 15936 | 22054 | 35 | 1040667000 | 1040.667 | 0.21044 | 65277220 | 65.2772 | 56554620 | 56.5546 | 19.9752 | 4.8541 | 7282506 | 23210800 | 32121680 | 2924634 | 268827900 | 7045900 | 62614986 | 331442886 | 324396986 | 55569086 | 88.75% | 17.13% | 215062320 | 85.6% | 85.6% | 85.6% | 17.13%
16077 | 14000 | 13405 | 10 | 1040671000 | 1040.671 | 0.20906 | 65280910 | 65.2809 | 56503300 | 56.5033 | 19.804 | 4.9224 | 23416170 | 20391020 | 19524400 | 896778.9 | 270113800 | 9215665 | 63331590 | 333445390 | 324229725 | 54115925 | 85.45% | 16.69% | 216091040 | 86.18% | 86.18% | 86.18% | 16.69%
13000 | 3000 | 27460 | 20 | 1040671000 | 1040.671 | 0.20959 | 65275670 | 65.2757 | 56582550 | 56.5825 | 19.8561 | 4.8985 | 18934520 | 4369504 | 39995520 | 1724929 | 269391600 | 8380082 | 63299544 | 332691144 | 324311062 | 54919462 | 86.76% | 16.93% | 215513280 | 85.97% | 85.97% | 85.97% | 16.93%
13000 | 14000 | 22054 | 80 | 1040673000 | 1040.673 | 0.21167 | 63550970 | 63.551 | 82585970 | 82.586 | 15.1987 | 6.1067 | 18934520 | 20391020 | 32121680 | 6901841 | 258928800 | 5139197 | 71447220 | 330376020 | 325236823 | 66308023 | 92.81% | 20.39% | 207143040 | 85.66% | 85.66% | 85.66% | 20.39%
3000 | 12000 | 27460 | 35 | 1040686000 | 1040.686 | 0.21053 | 65429730 | 65.4297 | 54274050 | 54.2741 | 20.6199 | 4.7145 | 4369504 | 17478010 | 39995520 | 2909403 | 269427800 | 6914021 | 61843034 | 331270834 | 324356813 | 54929013 | 88.82% | 16.93% | 215542240 | 85.52% | 85.52% | 85.52% | 16.93%
11000 | 10000 | 22054 | 20 | 1040695000 | 1040.695 | 0.20966 | 65354860 | 65.3549 | 55412470 | 55.4125 | 20.1745 | 4.8273 | 16021510 | 14565010 | 32121680 | 1711805 | 269850300 | 8278330 | 62708200 | 332558500 | 324280170 | 54429870 | 86.8% | 16.78% | 215880240 | 85.91% | 85.91% | 85.91% | 16.78%
| 13000 | 27460 | 20 | 1040699000 | 1040.699 | 0.21007 | 66018540 | 66.0185 | 45410800 | 45.4108 | 23.5617 | 4.1754 |  | 18934520 | 39995520 | 1665410 | 272789200 | 7632552 | 58930040 | 331719240 | 324086688 | 51297488 | 87.05% | 15.83% | 218231360 | 85.52% | 85.52% | 85.52% | 15.83%
16000 | 2000 | 27460 | 35 | 1040713000 | 1040.713 | 0.21005 | 64690540 | 64.6905 | 65445800 | 65.4458 | 17.8596 | 5.3715 | 23304020 | 2913002 | 39995520 | 3041599 | 266045600 | 7669570 | 66212542 | 332258142 | 324588572 | 58542972 | 88.42% | 18.04% | 212836480 | 85.97% | 85.97% | 85.97% | 18.04%
13000 | 13000 | 22054 | 70 | 1040738000 | 1040.738 | 0.21138 | 63841870 | 63.8419 | 78264970 | 78.265 | 15.7721 | 5.933 | 18934520 | 18934520 | 32121680 | 6019127 | 260702200 | 5617279 | 69990720 | 330692920 | 325075641 | 64373441 | 91.97% | 19.8% | 208561760 | 85.69% | 85.69% | 85.69% | 19.8%
14000 | 6000 | 22054 |  | 1040751000 | 1040.751 | 0.20876 | 65739950 | 65.7399 | 49662720 | 49.6627 | 21.7738 | 4.5174 | 20391020 | 8739007 | 32121680 |  | 272501700 | 9717473 | 61251707 | 333753407 | 324035934 | 51534234 | 84.14% | 15.9% | 218001360 | 86.18% | 86.18% | 86.18% | 15.9%
5000 | 10000 | 27460 | 30 | 1040756000 | 1040.756 | 0.21028 | 65461100 | 65.4611 | 53871550 | 53.8715 | 20.69 | 4.7051 | 7282506 | 14565010 | 39995520 | 2505403 | 269791900 | 7318582 | 61843036 | 331634936 | 324316354 | 54524454 | 88.17% | 16.81% | 215833520 | 85.62% | 85.62% | 85.62% | 16.81%
13000 | 8000 | 22054 | 15 | 1040794000 | 1040.794 | 0.20942 | 65388080 | 65.3881 | 55009970 | 55.01 | 20.237 | 4.8193 | 18934520 | 11652010 | 32121680 | 1299246 | 270222100 | 8691461 | 62708210 | 332930310 | 324238849 | 54016749 | 86.14% | 16.66% | 216177680 | 86.01% | 86.01% | 86.01% | 16.66%
16000 | 7000 | 22054 | 30 | 1040795000 | 1040.795 | 0.20988 | 64800240 | 64.8002 | 63873220 | 63.8732 | 18.1527 | 5.3007 | 23304020 | 10195510 | 32121680 | 2611698 | 266864800 | 7970100 | 65621210 | 332486010 | 324515910 | 57651110 | 87.85% | 17.77% | 213491840 | 86.01% | 86.01% | 86.01% | 17.77%
7000 | 8000 | 27460 | 25 | 1040826000 | 1040.826 | 0.21004 | 65492470 | 65.4925 | 53469050 | 53.4691 | 20.761 | 4.6957 | 10195510 | 11652010 | 39995520 | 2101403 | 270156100 | 7723143 | 61843040 | 331999140 | 324275997 | 54119897 | 87.51% | 16.69% | 216124880 | 85.72% | 85.72% | 85.72% | 16.69%
13000 | 12000 | 22054 | 60 | 1040838000 | 1040.838 | 0.21108 | 64135140 | 64.1351 | 73943970 | 73.944 | 16.4016 | 5.7513 | 18934520 | 17478010 | 32121680 | 5155082 | 262485500 | 6103363 | 68534210 | 331019710 | 324916347 | 62430847 | 91.09% | 19.21% | 209988400 | 85.72% | 85.72% | 85.72% | 19.21%
16000 | 14000 | 13405 | 10 | 1040848000 | 1040.848 | 0.20911 | 65301060 | 65.3011 | 56376650 | 56.3766 | 19.8158 | 4.9197 | 23304020 | 20391020 | 19524400 | 894200.1 | 270200700 | 9196285 | 63219440 | 333420140 | 324223855 | 54023155 | 85.45% | 16.66% | 216160560 | 86.17% | 86.17% | 86.17% | 16.66%
11000 | 10000 | 27460 | 80 | 1040861000 | 1040.861 | 0.21181 | 63719020 | 63.719 | 80240050 | 80.24 | 15.5114 | 6.0015 | 16021510 | 14565010 | 39995520 | 6803405 | 259594800 | 4993081 | 70582040 | 330176840 | 325183759 | 65588959 | 92.93% | 20.17% | 207675840 | 85.57% | 85.57% | 85.57% | 20.17%
2000 | 15936 | 27460 | 70 | 1040864000 | 1040.864 | 0.21183 | 64518000 | 64.518 | 68197950 | 68.198 | 17.4878 | 5.4228 | 2913002 | 23210800 | 39995520 | 5725930 | 263694200 | 4960807 | 66119322 | 329813522 | 324852715 | 61158515 | 92.5% | 18.83% | 210955360 | 85.29% | 85.29% | 85.29% | 18.83%
16077 | 1000 | 27460 | 25 | 1040882000 | 1040.882 | 0.20972 | 64979930 | 64.9799 | 61251440 | 61.2514 | 18.6978 | 5.1678 | 23416170 | 1456501 | 39995520 | 2178739 | 267809700 | 8242974 | 64868191 | 332677891 | 324434917 | 56625217 | 87.29% | 17.45% | 214247760 | 86.03% | 86.03% | 86.03% | 17.45%
9000 | 6000 | 27460 | 20 | 1040905000 | 1040.905 | 0.2098 | 65524360 | 65.5244 | 53066550 | 53.0665 | 20.8316 | 4.6863 | 13108510 | 8739007 | 39995520 | 1695001 | 270522300 | 8130109 | 61843037 | 332365337 | 324235228 | 53712928 | 86.85% | 16.57% | 216417840 | 85.82% | 85.82% | 85.82% | 16.57%
14000 | 15936 | 13405 | 15 | 1040930000 | 1040.93 | 0.2094 | 65284140 | 65.2841 | 56713810 | 56.7138 | 19.752 | 4.9282 | 20391020 | 23210800 | 19524400 | 1308116 | 269898000 | 8763599 | 63126220 | 333024220 | 324260621 | 54362621 | 86.12% | 16.77% | 215918400 | 86.06% | 86.06% | 86.06% | 16.77%
7000 | 13000 | 22054 | 20 | 1040933000 | 1040.933 | 0.20987 | 65603820 | 65.6038 | 51896470 | 51.8965 | 21.1909 | 4.6125 | 10195510 | 18934520 | 32121680 | 1686051 | 270982200 | 8029083 | 61251710 | 332233910 | 324204827 | 53222627 | 86.89% | 16.42% | 216785760 | 85.76% | 85.76% | 85.76% | 16.42%
16077 | 6000 | 22054 | 20 | 1040983000 | 1040.983 | 0.20954 | 65090940 | 65.0909 | 59678860 | 59.6789 | 19.0264 | 5.0933 | 23416170 | 8739007 | 32121680 | 1751310 | 268634400 | 8548706 | 64276857 | 332911257 | 324362551 | 55728151 | 86.7% | 17.18% | 214907520 | 86.07% | 86.07% | 86.07% | 17.18%
14000 | 3000 | 27460 | 30 | 1040988000 | 1040.988 | 0.21001 | 64968660 | 64.9687 | 61527300 | 61.5273 | 18.6538 | 5.1722 | 20391020 | 4369504 | 39995520 | 2578786 | 267532300 | 7818981 | 64756044 | 332288344 | 324469363 | 56937063 | 87.93% | 17.55% | 214025840 | 85.92% | 85.92% | 85.92% | 17.55%
2000 | 14000 | 27460 | 50 | 1040998000 | 1040.998 | 0.2112 | 65095790 | 65.0958 | 59621300 | 59.6213 | 19.2424 | 5.0038 | 2913002 | 20391020 | 39995520 | 4131204 | 267223000 | 5970467 | 63299542 | 330522542 | 324552075 | 57329075 | 90.57% | 17.66% | 213778400 | 85.37% | 85.37% | 85.37% | 17.66%
11000 | 4000 | 27460 | 15 | 1041001000 | 1041.001 | 0.20955 | 65557480 | 65.5575 | 52664050 | 52.6641 | 20.9005 | 4.6774 | 16021510 | 5826005 | 39995520 | 1282936 | 270893700 | 8542746 | 61843035 | 332736735 | 324193989 | 53300289 | 86.19% | 16.44% | 216714960 | 85.92% | 85.92% | 85.92% | 16.44%
11000 | 8000 | 27460 | 60 | 1041030000 | 1041.03 | 0.21122 | 64303460 | 64.3035 | 71598050 | 71.5981 | 16.785 | 5.6365 | 16021510 | 11652010 | 39995520 | 5091152 | 263152500 | 5954931 | 67669040 | 330821540 | 324866609 | 61714109 | 91.2% | 19% | 210522000 | 85.63% | 85.63% | 85.63% | 19%
16000 | 1000 | 27460 | 25 | 1041058000 | 1041.058 | 0.20977 | 65000040 | 65 | 61124800 | 61.1248 | 18.7066 | 5.1656 | 23304020 | 1456501 | 39995520 | 2174786 | 267896400 | 8223542 | 64756041 | 332652441 | 324428899 | 56532499 | 87.3% | 17.43% | 214317120 | 86.02% | 86.02% | 86.02% | 17.43%
13000 | 15936 | 22054 | 100 | 1041074000 | 1041.074 | 0.21232 | 63008640 | 63.0086 | 91162620 | 91.1626 | 14.162 | 6.4429 | 18934520 | 23210800 | 32121680 | 8633622 | 255547900 | 4263584 | 74267000 | 329814900 | 325551316 | 70003416 | 94.26% | 21.5% | 204438320 | 85.61% | 85.61% | 85.61% | 21.5%
7000 | 13000 | 27460 | 80 | 1041075000 | 1041.075 | 0.21201 | 63966430 | 63.9664 | 76724050 | 76.7241 | 16.0209 | 5.8373 | 10195510 | 18934520 | 39995520 | 6657515 | 260720200 | 4749399 | 69125550 | 329845750 | 325096351 | 64376151 | 93.13% | 19.8% | 208576160 | 85.42% | 85.42% | 85.42% | 19.8%
14000 | 8000 | 22054 | 25 | 1041078000 | 1041.078 | 0.20984 | 65078960 | 65.079 | 59954720 | 59.9547 | 18.9817 | 5.0977 | 20391020 | 11652010 | 32121680 | 2155380 | 268354100 | 8121338 | 64164710 | 332518810 | 324397472 | 56043372 | 87.34% | 17.28% | 214683280 | 85.96% | 85.96% | 85.96% | 17.28%
11000 | 12000 | 27460 | 100 | 1041087000 | 1041.087 | 0.21241 | 63160750 | 63.1608 | 88882050 | 88.8821 | 14.4285 | 6.3437 | 16021510 | 17478010 | 39995520 | 8513398 | 256146100 | 4140546 | 73495040 | 329641140 | 325500594 | 69354494 | 94.37% | 21.31% | 204916880 | 85.53% | 85.53% | 85.53% | 21.31%
13000 | 2000 | 27460 | 10 | 1041111000 | 1041.111 | 0.20931 | 65591440 | 65.5914 | 52261550 | 52.2615 | 20.9686 | 4.6687 | 18934520 | 2913002 | 39995520 | 866935.7 | 271268600 | 8959323 | 61843042 | 333111642 | 324152319 | 52883719 | 85.51% | 16.31% | 217014880 | 86.03% | 86.03% | 86.03% | 16.31%
2000 | 15936 | 22054 | 10 | 1041124000 | 1041.124 | 0.2097 | 66182050 | 66.1821 | 43370380 | 43.3704 | 24.2562 | 4.0696 | 2913002 | 23210800 | 32121680 | 837161.8 | 274067300 | 8343272 | 58245482 | 332312782 | 323969510 | 49902210 | 85.68% | 15.4% | 219253840 | 85.66% | 85.66% | 85.66% | 15.4%
9000 | 15936 | 22054 | 70 | 1041132000 | 1041.132 | 0.21163 | 64105530 | 64.1055 | 74683620 | 74.6836 | 16.2973 | 5.7673 | 13108510 | 23210800 | 32121680 | 5880808 | 261896500 | 5353220 | 68440990 | 330337490 | 324984270 | 63087770 | 92.18% | 19.41% | 209517200 | 85.53% | 85.53% | 85.53% | 19.41%
7000 | 12000 | 27460 | 70 | 1041137000 | 1041.137 | 0.21171 | 64257190 | 64.2572 | 72403050 | 72.403 | 16.6826 | 5.6514 | 10195510 | 17478010 | 39995520 | 5822997 | 262492900 | 5222070 | 67669040 | 330161940 | 324939870 | 62446970 | 92.28% | 19.22% | 209994320 | 85.45% | 85.45% | 85.45% | 19.22%
| 12000 | 27460 | 10 | 1041148000 | 1041.148 | 0.20979 | 66334940 | 66.3349 | 41089800 | 41.0898 | 25.3151 | 3.9066 |  | 17478010 | 39995520 | 835083 | 274668800 | 8211648 | 57473530 | 332142330 | 323930682 | 49261882 | 85.71% | 15.21% | 219735040 | 85.58% | 85.58% | 85.58% | 15.21%
7000 | 14000 | 27460 | 90 | 1041151000 | 1041.151 | 0.21231 | 63684840 | 63.6848 | 81045050 | 81.0451 | 15.4102 | 6.0182 | 10195510 | 20391020 | 39995520 | 7479353 | 258985600 | 4316194 | 70582050 | 329567650 | 325251456 | 66265856 | 93.88% | 20.37% | 207188480 | 85.4% | 85.4% | 85.4% | 20.37%
16000 | 6000 | 22054 | 20 | 1041160000 | 1041.16 | 0.20959 | 65111070 | 65.1111 | 59552220 | 59.5522 | 19.036 | 5.0909 | 23304020 | 8739007 | 32121680 | 1747985 | 268721200 | 8529298 | 64164707 | 332885907 | 324356609 | 55635409 | 86.71% | 17.15% | 214976960 | 86.06% | 86.06% | 86.06% | 17.15%
16077 | 6000 | 27460 | 80 | 1041183000 | 1041.183 | 0.2117 | 63457380 | 63.4574 | 84506450 | 84.5065 | 14.8958 | 6.2111 | 23416170 | 8739007 | 39995520 | 6989035 | 258388400 | 5258343 | 72150697 | 330539097 | 325280754 | 66892354 | 92.71% | 20.56% | 206710720 | 85.73% | 85.73% | 85.73% | 20.56%
16077 | 7000 | 27460 | 90 | 1041217000 | 1041.217 | 0.212 | 63173020 | 63.173 | 88827450 | 88.8274 | 14.3892 | 6.376 | 23416170 | 10195510 | 39995520 | 7883547 | 256642300 | 4806312 | 73607200 | 330249500 | 325443188 | 68800888 | 93.47% | 21.14% | 205313840 | 85.7% | 85.7% | 85.7% | 21.14%
11000 | 7000 | 27460 | 50 | 1041231000 | 1041.231 | 0.21093 | 64603400 | 64.6034 | 67277050 | 67.2771 | 17.5185 | 5.4425 | 16021510 | 10195510 | 39995520 | 4242205 | 264963600 | 6467297 | 66212540 | 331176140 | 324708843 | 59745243 | 90.23% | 18.4% | 211970880 | 85.67% | 85.67% | 85.67% | 18.4%
16077 | 13000 | 13405 |  | 1041236000 | 1041.236 | 0.20878 | 65605020 | 65.605 | 52182300 | 52.1823 | 20.8934 | 4.6955 | 23416170 | 18934520 | 19524400 |  | 272025500 | 9833498 | 61875090 | 333900590 | 324067092 | 52041592 | 84.11% | 16.06% | 217620400 | 86.25% | 86.25% | 86.25% | 16.06%
7000 | 7000 | 27460 | 15 | 1041240000 | 1041.24 | 0.20976 | 65806530 | 65.8065 | 49148050 | 49.148 | 22.0185 | 4.4553 | 10195510 | 10195510 | 39995520 | 1264832 | 272025900 | 8293083 | 60386540 | 332412440 | 324119357 | 52093457 | 86.27% | 16.07% | 217620720 | 85.77% | 85.77% | 85.77% | 16.07%
16077 | 5000 | 27460 | 70 | 1041246000 | 1041.246 | 0.2114 | 63748150 | 63.7482 | 80185450 | 80.1855 | 15.442 | 6.041 | 23416170 | 7282506 | 39995520 | 6091180 | 260161200 | 5737385 | 70694196 | 330855396 | 325118011 | 64956811 | 91.88% | 19.98% | 208128960 | 85.76% | 85.76% | 85.76% | 19.98%
9000 | 14000 | 22054 | 50 | 1041247000 | 1041.247 | 0.211 | 64682110 | 64.6821 | 66106970 | 66.107 | 17.7516 | 5.3791 | 13108510 | 20391020 | 32121680 | 4214545 | 265420300 | 6365029 | 65621210 | 331041510 | 324676481 | 59256181 | 90.3% | 18.25% | 212336240 | 85.61% | 85.61% | 85.61% | 18.25%
5000 | 14000 | 22054 | 15 | 1041268000 | 1041.268 | 0.20983 | 65885990 | 65.886 | 47977970 | 47.978 | 22.4328 | 4.3779 | 7282506 | 20391020 | 32121680 | 1259408 | 272485800 | 8191720 | 59795206 | 332281006 | 324089286 | 51603486 | 86.3% | 15.92% | 217988640 | 85.71% | 85.71% | 85.71% | 15.92%
13000 | 5000 | 27460 | 45 | 1041275000 | 1041.275 | 0.21068 | 64633020 | 64.633 | 66874550 | 66.8745 | 17.5655 | 5.4368 | 18934520 | 7282506 | 39995520 | 3846324 | 265320300 | 6863728 | 66212546 | 331532846 | 324669118 | 59348818 | 89.63% | 18.28% | 212256240 | 85.77% | 85.77% | 85.77% | 18.28%
16077 |  | 27460 | 15 | 1041286000 | 1041.286 | 0.20944 | 65293330 | 65.2933 | 56930440 | 56.9304 | 19.6504 | 4.9515 | 23416170 |  | 39995520 | 1314661 | 269676800 | 8812931 | 63411690 | 333088490 | 324275559 | 54598759 | 86.1% | 16.84% | 215741440 | 86.09% | 86.09% | 86.09% | 16.84%
11000 | 12000 | 22054 | 45 | 1041288000 | 1041.288 | 0.21075 | 64711500 | 64.7115 | 65704470 | 65.7045 | 17.8008 | 5.3729 | 16021510 | 17478010 | 32121680 | 3819731 | 265776100 | 6760391 | 65621200 | 331397300 | 324636909 | 58860809 | 89.7% | 18.13% | 212620880 | 85.71% | 85.71% | 85.71% | 18.13%
2000 | 13000 | 27460 | 40 | 1041310000 | 1041.31 | 0.21091 | 65403050 | 65.403 | 55300300 | 55.3003 | 20.2809 | 4.7811 | 2913002 | 18934520 | 39995520 | 3312598 | 269064400 | 6510267 | 61843042 | 330907442 | 324397175 | 55332775 | 89.47% | 17.06% | 215251520 | 85.42% | 85.42% | 85.42% | 17.06%
16077 | 4000 | 27460 | 60 | 1041344000 | 1041.344 | 0.21111 | 64041320 | 64.0413 | 75864450 | 75.8645 | 16.0399 | 5.8632 | 23416170 | 5826005 | 39995520 | 5213581 | 261944000 | 6224407 | 69237695 | 331181695 | 324957288 | 63013288 | 91.01% | 19.39% | 209555200 | 85.79% | 85.79% | 85.79% | 19.39%
13000 | 10000 | 22054 | 40 | 1041345000 | 1041.345 | 0.2105 | 64742010 | 64.742 | 65301970 | 65.302 | 17.8485 | 5.3671 | 18934520 | 14565010 | 32121680 | 3419698 | 266136600 | 7160979 | 65621210 | 331757810 | 324596831 | 58460231 | 89.09% | 18.01% | 212909280 | 85.81% | 85.81% | 85.81% | 18.01%
9000 | 5000 | 27460 | 10 | 1041350000 | 1041.35 | 0.20952 | 65840500 | 65.8405 | 48745550 | 48.7456 | 22.098 | 4.4451 | 13108510 | 7282506 | 39995520 | 848831.8 | 272400800 | 8709660 | 60386536 | 332787336 | 324077676 | 51676876 | 85.58% | 15.95% | 217920640 | 85.88% | 85.88% | 85.88% | 15.95%
16000 | 6000 | 27460 | 80 | 1041357000 | 1041.357 | 0.21175 | 63477340 | 63.4773 | 84379800 | 84.3798 | 14.8968 | 6.2105 | 23304020 | 8739007 | 39995520 | 6974891 | 258474500 | 5239313 | 72038547 | 330513047 | 325273734 | 66799234 | 92.73% | 20.54% | 206779600 | 85.72% | 85.72% | 85.72% | 20.54%
14000 | 2000 | 27460 | 20 | 1041363000 | 1041.363 | 0.20973 | 65280180 | 65.2802 | 57206300 | 57.2063 | 19.6042 | 4.956 | 20391020 | 2913002 | 39995520 | 1724929 | 269391600 | 8380082 | 63299542 | 332691142 | 324311060 | 54919460 | 86.76% | 16.93% | 215513280 | 85.97% | 85.97% | 85.97% | 16.93%
14000 | 13000 | 22054 | 80 | 1041365000 | 1041.365 | 0.21181 | 63555480 | 63.5555 | 83209720 | 83.2097 | 15.0512 | 6.1566 | 20391020 | 18934520 | 32121680 | 6901841 | 258928800 | 5139197 | 71447220 | 330376020 | 325236823 | 66308023 | 92.81% | 20.39% | 207143040 | 85.66% | 85.66% | 85.66% | 20.39%
3000 | 15936 | 22054 | 20 | 1041368000 | 1041.368 | 0.21012 | 65870250 | 65.8702 | 48315130 | 48.3151 | 22.3433 | 4.3897 | 4369504 | 23210800 | 32121680 | 1669544 | 272188000 | 7764326 | 59701984 | 331889984 | 324125658 | 51937658 | 86.99% | 16.02% | 217750400 | 85.6% | 85.6% | 85.6% | 16.02%
7000 | 12000 | 22054 | 10 | 1041378000 | 1041.378 | 0.20959 | 65919960 | 65.92 | 47575470 | 47.5755 | 22.5168 | 4.3672 | 10195510 | 17478010 | 32121680 | 843407.8 | 272860700 | 8608297 | 59795200 | 332655900 | 324047603 | 51186903 | 85.6% | 15.8% | 218288560 | 85.82% | 85.82% | 85.82% | 15.8%
16077 | 8000 | 27460 | 100 | 1041379000 | 1041.379 | 0.2123 | 62897140 | 62.8971 | 93148450 | 93.1484 | 13.9141 | 6.5373 | 23416170 | 11652010 | 39995520 | 8763134 | 254931500 | 4391131 | 75063700 | 329995200 | 325604069 | 70672569 | 94.15% | 21.71% | 203945200 | 85.69% | 85.69% | 85.69% | 21.71%
16077 | 15936 | 13405 | 35 | 1041386000 | 1041.386 | 0.21019 | 64649990 | 64.65 | 66729950 | 66.73 | 17.5262 | 5.4622 | 23416170 | 23210800 | 19524400 | 3038771 | 266092700 | 7658801 | 66151370 | 332244070 | 324585269 | 58492569 | 88.42% | 18.02% | 212874160 | 85.96% | 85.96% | 85.96% | 18.02%
16000 | 7000 | 27460 | 90 | 1041392000 | 1041.392 | 0.21205 | 63193030 | 63.193 | 88700800 | 88.7008 | 14.3893 | 6.3757 | 23304020 | 10195510 | 39995520 | 7867086 | 256728600 | 4787757 | 73495050 | 330223650 | 325435893 | 68707293 | 93.49% | 21.11% | 205382880 | 85.69% | 85.69% | 85.69% | 21.11%
14000 | 14000 | 22054 | 90 | 1041406000 | 1041.406 | 0.21211 | 63271540 | 63.2715 | 87530720 | 87.5307 | 14.5299 | 6.3241 | 20391020 | 20391020 | 32121680 | 7782102 | 257184500 | 4690384 | 72903720 | 330088220 | 325397836 | 68213336 | 93.57% | 20.96% | 205747600 | 85.63% | 85.63% | 85.63% | 20.96%
16000 | 13000 | 13405 |  | 1041408000 | 1041.408 | 0.20883 | 65624820 | 65.6248 | 52055650 | 52.0556 | 20.9094 | 4.6921 | 23304020 | 18934520 | 19524400 |  | 272111000 | 9812389 | 61762940 | 333873940 | 324061551 | 51950551 | 84.11% | 16.03% | 217688800 | 86.23% | 86.23% | 86.23% | 16.03%
16077 | 5000 | 22054 | 10 | 1041417000 | 1041.417 | 0.20926 | 65406390 | 65.4064 | 55357860 | 55.3579 | 20.0219 | 4.8729 | 23416170 | 7282506 | 32121680 | 885561.4 | 270510100 | 9127368 | 62820356 | 333330456 | 324203088 | 53692988 | 85.47% | 16.56% | 216408080 | 86.13% | 86.13% | 86.13% | 16.56%
16000 | 5000 | 27460 | 70 | 1041420000 | 1041.42 | 0.21145 | 63768130 | 63.7681 | 80058800 | 80.0588 | 15.4439 | 6.0402 | 23304020 | 7282506 | 39995520 | 6079253 | 260247400 | 5718237 | 70582046 | 330829446 | 325111209 | 64863809 | 91.9% | 19.95% | 208197920 | 85.75% | 85.75% | 85.75% | 19.95%
14000 | 12000 | 22054 | 70 | 1041430000 | 1041.43 | 0.21152 | 63846380 | 63.8464 | 78888720 | 78.8887 | 15.6134 | 5.984 | 20391020 | 17478010 | 32121680 | 6019127 | 260702200 | 5617279 | 69990710 | 330692910 | 325075631 | 64373431 | 91.97% | 19.8% | 208561760 | 85.69% | 85.69% | 85.69% | 19.8%
7000 | 10000 | 27460 | 50 | 1041449000 | 1041.449 | 0.21113 | 64851100 | 64.8511 | 63761050 | 63.761 | 18.2243 | 5.2544 | 10195510 | 14565010 | 39995520 | 4179059 | 266090100 | 6216487 | 64756040 | 330846140 | 324629653 | 58539553 | 90.4% | 18.03% | 212872080 | 85.52% | 85.52% | 85.52% | 18.03%
16000 |  | 27460 | 15 | 1041463000 | 1041.463 | 0.20949 | 65313480 | 65.3135 | 56803800 | 56.8038 | 19.6618 | 4.9488 | 23304020 |  | 39995520 | 1312033 | 269763700 | 8793551 | 63299540 | 333063240 | 324269689 | 54505989 | 86.11% | 16.81% | 215810960 | 86.07% | 86.07% | 86.07% | 16.81%
3000 | 10000 | 27460 | 15 | 1041482000 | 1041.482 | 0.20997 | 66055800 | 66.0558 | 45632050 | 45.632 | 23.3006 | 4.2239 | 4369504 | 14565010 | 39995520 | 1255005 | 273159000 | 8043527 | 58930034 | 332089034 | 324045507 | 50886507 | 86.35% | 15.7% | 218527200 | 85.62% | 85.62% | 85.62% | 15.7%
9000 | 8000 | 27460 | 45 | 1041484000 | 1041.484 | 0.21089 | 64880140 | 64.8801 | 63358550 | 63.3586 | 18.2779 | 5.2473 | 13108510 | 11652010 | 39995520 | 3785806 | 266444500 | 6610286 | 64756040 | 331200540 | 324590254 | 58145754 | 89.79% | 17.91% | 213155600 | 85.62% | 85.62% | 85.62% | 17.91%
14000 | 7000 | 22054 | 15 | 1041485000 | 1041.485 | 0.20955 | 65392590 | 65.3926 | 55633720 | 55.6337 | 19.9748 | 4.8775 | 20391020 | 10195510 | 32121680 | 1299246 | 270222100 | 8691461 | 62708210 | 332930310 | 324238849 | 54016749 | 86.14% | 16.66% | 216177680 | 86.01% | 86.01% | 86.01% | 16.66%
3000 | 14000 | 27460 | 60 | 1041486000 | 1041.486 | 0.21163 | 64800180 | 64.8002 | 64566050 | 64.5661 | 18.1064 | 5.2714 | 4369504 | 20391020 | 39995520 | 4932400 | 265411200 | 5462100 | 64756044 | 330167244 | 324705144 | 59293944 | 91.57% | 18.26% | 212328960 | 85.33% | 85.33% | 85.33% | 18.26%
3000 | 15936 | 27460 | 80 | 1041502000 | 1041.502 | 0.21226 | 64232320 | 64.2323 | 73142700 | 73.1427 | 16.5667 | 5.6702 | 4369504 | 23210800 | 39995520 | 6528091 | 261923800 | 4493734 | 67575824 | 329499624 | 325005890 | 63082090 | 93.35% | 19.41% | 209539040 | 85.26% | 85.26% | 85.26% | 19.41%
16000 | 4000 | 27460 | 60 | 1041519000 | 1041.519 | 0.21115 | 64061300 | 64.0613 | 75737800 | 75.7378 | 16.0429 | 5.8621 | 23304020 | 5826005 | 39995520 | 5203888 | 262030300 | 6205044 | 69125545 | 331155845 | 324950801 | 62920501 | 91.02% | 19.36% | 209624240 | 85.78% | 85.78% | 85.78% | 19.36%
11000 | 6000 | 27460 | 40 | 1041539000 | 1041.539 | 0.21064 | 64910440 | 64.9104 | 62956050 | 62.956 | 18.3298 | 5.2407 | 16021510 | 8739007 | 39995520 | 3386786 | 266804100 | 7009859 | 64756037 | 331560137 | 324550278 | 57746178 | 89.17% | 17.79% | 213443280 | 85.72% | 85.72% | 85.72% | 17.79%
16077 | 3000 | 27460 | 50 | 1041553000 | 1041.553 | 0.21081 | 64341750 | 64.3418 | 71543450 | 71.5435 | 16.6909 | 5.6793 | 23416170 | 4369504 | 39995520 | 4331972 | 263757100 | 6742084 | 67781194 | 331538294 | 324796210 | 61039110 | 90.05% | 18.79% | 211005680 | 85.83% | 85.83% | 85.83% | 18.79%
16000 | 8000 | 27460 | 100 | 1041555000 | 1041.555 | 0.21235 | 62917230 | 62.9172 | 93021800 | 93.0218 | 13.9135 | 6.5372 | 23304020 | 11652010 | 39995520 | 8744577 | 255018200 | 4373095 | 74951550 | 329969750 | 325596655 | 70578455 | 94.17% | 21.68% | 204014560 | 85.68% | 85.68% | 85.68% | 21.68%
9000 | 13000 | 22054 | 40 | 1041558000 | 1041.558 | 0.21071 | 64989360 | 64.9894 | 61785970 | 61.786 | 18.5918 | 5.1743 | 13108510 | 18934520 | 32121680 | 3367380 | 267261800 | 6907656 | 64164710 | 331426510 | 324518854 | 57257054 | 89.23% | 17.64% | 213809440 | 85.66% | 85.66% | 85.66% | 17.64%
16000 | 15936 | 13405 | 35 | 1041561000 | 1041.561 | 0.21024 | 64669990 | 64.67 | 66603300 | 66.6033 | 17.5323 | 5.4604 | 23304020 | 23210800 | 19524400 | 3033691 | 266179000 | 7639060 | 66039220 | 332218220 | 324579160 | 58400160 | 88.43% | 17.99% | 212943200 | 85.95% | 85.95% | 85.95% | 17.99%
5000 | 8000 | 27460 | 10 | 1041592000 | 1041.592 | 0.20972 | 66089770 | 66.0898 | 45229550 | 45.2296 | 23.3946 | 4.2121 | 7282506 | 11652010 | 39995520 | 839005.3 | 273534000 | 8460104 | 58930036 | 332464036 | 324003932 | 50469932 | 85.64% | 15.58% | 218827200 | 85.73% | 85.73% | 85.73% | 15.58%
16000 | 5000 | 22054 | 10 | 1041595000 | 1041.595 | 0.20931 | 65426560 | 65.4266 | 55231220 | 55.2312 | 20.0344 | 4.8701 | 23304020 | 7282506 | 32121680 | 883246.3 | 270597100 | 9108039 | 62708206 | 333305306 | 324197267 | 53600167 | 85.48% | 16.53% | 216477680 | 86.12% | 86.12% | 86.12% | 16.53%
16077 | 8000 | 22054 | 45 | 1041604000 | 1041.604 | 0.21064 | 64449490 | 64.4495 | 69970860 | 69.9709 | 16.9411 | 5.6133 | 23416170 | 11652010 | 32121680 | 3899406 | 264568200 | 7034722 | 67189860 | 331758060 | 324723338 | 60155138 | 89.53% | 18.53% | 211654560 | 85.87% | 85.87% | 85.87% | 18.53%
13000 | 4000 | 27460 | 35 | 1041609000 | 1041.609 | 0.21039 | 64941800 | 64.9418 | 62553550 | 62.5536 | 18.3803 | 5.2345 | 18934520 | 5826005 | 39995520 | 2982786 | 267168200 | 7414420 | 64756045 | 331924245 | 324509825 | 57341625 | 88.55% | 17.67% | 213734560 | 85.82% | 85.82% | 85.82% | 17.67%
| 14000 | 27460 | 35 | 1041621000 | 1041.621 | 0.21088 | 65683610 | 65.6836 | 51381800 | 51.3818 | 21.3911 | 4.5568 |  | 20391020 | 39995520 | 2889846 | 270561300 | 6665814 | 60386540 | 330947840 | 324282026 | 53720726 | 88.96% | 16.57% | 216449040 | 85.37% | 85.37% | 85.37% | 16.57%
13000 | 1000 | 27460 |  | 1041624000 | 1041.624 | 0.20903 | 65912070 | 65.9121 | 47940550 | 47.9406 | 22.2521 | 4.4259 | 18934520 | 1456501 | 39995520 |  | 273165800 | 9559670 | 60386541 | 333552341 | 323992671 | 50826871 | 84.17% | 15.69% | 218532640 | 86.09% | 86.09% | 86.09% | 15.69%
11000 | 8000 | 22054 |  | 1041634000 | 1041.634 | 0.2091 | 65990360 | 65.9904 | 46770470 | 46.7705 | 22.6826 | 4.3464 | 16021510 | 11652010 | 32121680 |  | 273620800 | 9452876 | 59795200 | 333416000 | 323963124 | 50342324 | 84.19% | 15.54% | 218896640 | 86.03% | 86.03% | 86.03% | 15.54%
3000 | 13000 | 27460 | 50 | 1041690000 | 1041.69 | 0.21134 | 65100300 | 65.1003 | 60245050 | 60.245 | 19.0059 | 5.0597 | 4369504 | 18934520 | 39995520 | 4131204 | 267223000 | 5970467 | 63299544 | 330522544 | 324552077 | 57329077 | 90.57% | 17.66% | 213778400 | 85.37% | 85.37% | 85.37% | 17.66%
2000 | 12000 | 27460 | 30 | 1041691000 | 1041.691 | 0.21063 | 65714980 | 65.715 | 50979300 | 50.9793 | 21.4695 | 4.5464 | 2913002 | 17478010 | 39995520 | 2485846 | 270925500 | 7070375 | 60386532 | 331312032 | 324241657 | 53316157 | 88.29% | 16.44% | 216740400 | 85.47% | 85.47% | 85.47% | 16.44%
16000 | 3000 | 27460 | 50 | 1041727000 | 1041.727 | 0.21086 | 64361700 | 64.3617 | 71416800 | 71.4168 | 16.6952 | 5.6779 | 23304020 | 4369504 | 39995520 | 4324811 | 263843200 | 6722335 | 67669044 | 331512244 | 324789909 | 60946709 | 90.07% | 18.76% | 211074560 | 85.82% | 85.82% | 85.82% | 18.76%
14000 | 10000 | 22054 | 50 | 1041735000 | 1041.735 | 0.21093 | 64439840 | 64.4398 | 70246720 | 70.2467 | 16.9031 | 5.6166 | 20391020 | 14565010 | 32121680 | 4288801 | 264297500 | 6618516 | 67077710 | 331375210 | 324756694 | 60459194 | 90.13% | 18.62% | 211438000 | 85.76% | 85.76% | 85.76% | 18.62%
16000 | 8000 | 22054 | 45 | 1041779000 | 1041.779 | 0.21069 | 64469480 | 64.4695 | 69844220 | 69.8442 | 16.9459 | 5.6118 | 23304020 | 11652010 | 32121680 | 3892801 | 264654400 | 7015066 | 67077710 | 331732110 | 324717044 | 60062644 | 89.54% | 18.5% | 211723520 | 85.86% | 85.86% | 85.86% | 18.5%
14000 | 1000 | 27460 | 10 | 1041803000 | 1041.803 | 0.20945 | 65595960 | 65.596 | 52885300 | 52.8853 | 20.6859 | 4.728 | 20391020 | 1456501 | 39995520 | 866935.7 | 271268600 | 8959323 | 61843041 | 333111641 | 324152318 | 52883718 | 85.51% | 16.31% | 217014880 | 86.03% | 86.03% | 86.03% | 16.31%
9000 | 4000 | 27460 |  | 1041834000 | 1041.834 | 0.20924 | 66159220 | 66.1592 | 44424550 | 44.4246 | 23.5831 | 4.1886 | 13108510 | 5826005 | 39995520 |  | 274290100 | 9300274 | 58930035 | 333220135 | 323919861 | 49629761 | 84.22% | 15.32% | 219432080 | 85.94% | 85.94% | 85.94% | 15.32%
9000 | 7000 | 27460 | 35 | 1041834000 | 1041.834 | 0.2106 | 65189930 | 65.1899 | 59037550 | 59.0376 | 19.1838 | 5.0359 | 13108510 | 10195510 | 39995520 | 2939953 | 268296600 | 7163371 | 63299540 | 331596140 | 324432769 | 56136169 | 88.68% | 17.3% | 214637280 | 85.67% | 85.67% | 85.67% | 17.3%
16077 | 2000 | 27460 | 40 | 1041852000 | 1041.852 | 0.21053 | 64648190 | 64.6482 | 67222450 | 67.2224 | 17.4066 | 5.4878 | 23416170 | 2913002 | 39995520 | 3450943 | 265595200 | 7284750 | 66324692 | 331919892 | 324635142 | 59039942 | 89.02% | 18.19% | 212476160 | 85.88% | 85.88% | 85.88% | 18.19%
7000 | 14000 | 22054 | 35 | 1041858000 | 1041.858 | 0.21067 | 65269170 | 65.2692 | 57867470 | 57.8675 | 19.478 | 4.9667 | 10195510 | 20391020 | 32121680 | 2926577 | 268755500 | 7061873 | 62708210 | 331463710 | 324401837 | 55646337 | 88.74% | 17.15% | 215004400 | 85.61% | 85.61% | 85.61% | 17.15%
11000 | 5000 | 27460 | 30 | 1041904000 | 1041.904 | 0.21036 | 65221300 | 65.2213 | 58635050 | 58.635 | 19.2415 | 5.0285 | 16021510 | 7282506 | 39995520 | 2535953 | 268660700 | 7567932 | 63299536 | 331960236 | 324392304 | 55731604 | 88.04% | 17.18% | 214928560 | 85.77% | 85.77% | 85.77% | 17.18%
9000 | 12000 | 22054 | 30 | 1041929000 | 1041.929 | 0.21043 | 65300540 | 65.3005 | 57464970 | 57.465 | 19.5382 | 4.9588 | 13108510 | 17478010 | 32121680 | 2522577 | 269119600 | 7466434 | 62708200 | 331827800 | 324361366 | 55241766 | 88.09% | 17.03% | 215295680 | 85.71% | 85.71% | 85.71% | 17.03%
16077 | 7000 | 22054 | 35 | 1041932000 | 1041.932 | 0.21035 | 64757860 | 64.7579 | 65649860 | 65.6499 | 17.6833 | 5.4187 | 23416170 | 10195510 | 32121680 | 3020379 | 266414400 | 7585233 | 65733360 | 332147760 | 324562527 | 58148127 | 88.46% | 17.92% | 213131520 | 85.92% | 85.92% | 85.92% | 17.92%
16077 | 14000 | 13405 | 15 | 1041945000 | 1041.945 | 0.20958 | 65255970 | 65.256 | 58153300 | 58.1533 | 19.2537 | 5.0447 | 23416170 | 20391020 | 19524400 | 1312779 | 269738900 | 8799088 | 63331590 | 333070490 | 324271402 | 54532502 | 86.11% | 16.82% | 215791120 | 86.08% | 86.08% | 86.08% | 16.82%
16077 | 4000 | 22054 |  | 1041961000 | 1041.961 | 0.20899 | 65729060 | 65.7291 | 51036860 | 51.0369 | 21.1545 | 4.6413 | 23416170 | 5826005 | 32121680 |  | 272415800 | 9738126 | 61363855 | 333779655 | 324041529 | 51625729 | 84.13% | 15.93% | 217932640 | 86.19% | 86.19% | 86.19% | 15.93%
13000 | 15936 | 13405 | 10 | 1041964000 | 1041.964 | 0.2095 | 65571210 | 65.5712 | 53419060 | 53.4191 | 20.5056 | 4.7665 | 18934520 | 23210800 | 19524400 | 864063.8 | 271403300 | 8929613 | 61669720 | 333073020 | 324143407 | 52740107 | 85.52% | 16.27% | 217122640 | 86.01% | 86.01% | 86.01% | 16.27%
14000 | 4000 | 27460 | 45 | 1041967000 | 1041.967 | 0.21082 | 64637530 | 64.6375 | 67498300 | 67.4983 | 17.3679 | 5.4912 | 20391020 | 5826005 | 39995520 | 3846324 | 265320300 | 6863728 | 66212545 | 331532845 | 324669117 | 59348817 | 89.63% | 18.28% | 212256240 | 85.77% | 85.77% | 85.77% | 18.28%
13000 | 3000 | 27460 | 25 | 1041975000 | 1041.975 | 0.21011 | 65252670 | 65.2527 | 58232550 | 58.2326 | 19.2997 | 5.021 | 18934520 | 4369504 | 39995520 | 2131953 | 269024800 | 7972493 | 63299544 | 332324344 | 324351851 | 55327051 | 87.41% | 17.06% | 215219840 | 85.87% | 85.87% | 85.87% | 17.06%
5000 | 15936 | 22054 | 40 | 1041981000 | 1041.981 | 0.21097 | 65254940 | 65.2549 | 58204620 | 58.2046 | 19.4114 | 4.976 | 7282506 | 23210800 | 32121680 | 3328305 | 268464100 | 6641668 | 62614986 | 331079086 | 324437418 | 55973318 | 89.39% | 17.25% | 214771280 | 85.5% | 85.5% | 85.5% | 17.25%
11000 | 10000 | 22054 | 25 | 1041999000 | 1041.999 | 0.21018 | 65331910 | 65.3319 | 57062470 | 57.0625 | 19.5991 | 4.9509 | 16021510 | 14565010 | 32121680 | 2118577 | 269483700 | 7870994 | 62708200 | 332191900 | 324320906 | 54837206 | 87.45% | 16.91% | 215586960 | 85.81% | 85.81% | 85.81% | 16.91%
3000 | 12000 | 27460 | 40 | 1042001000 | 1042.001 | 0.21105 | 65407560 | 65.4076 | 55924050 | 55.9241 | 20.0173 | 4.8385 | 4369504 | 17478010 | 39995520 | 3312598 | 269064400 | 6510267 | 61843034 | 330907434 | 324397167 | 55332767 | 89.47% | 17.06% | 215251520 | 85.42% | 85.42% | 85.42% | 17.06%
| 13000 | 27460 | 25 | 1042008000 | 1042.008 | 0.2106 | 65995940 | 65.9959 | 47060800 | 47.0608 | 22.764 | 4.3088 |  | 18934520 | 39995520 | 2070566 | 272424000 | 7226834 | 58930040 | 331354040 | 324127206 | 51703206 | 87.74% | 15.95% | 217939200 | 85.42% | 85.42% | 85.42% | 15.95%
16000 | 2000 | 27460 | 40 | 1042026000 | 1042.026 | 0.21057 | 64668190 | 64.6682 | 67095800 | 67.0958 | 17.4125 | 5.4861 | 23304020 | 2913002 | 39995520 | 3445599 | 265681500 | 7265009 | 66212542 | 331894042 | 324629033 | 58947533 | 89.03% | 18.16% | 212545200 | 85.87% | 85.87% | 85.87% | 18.16%
5000 | 10000 | 27460 | 35 | 1042069000 | 1042.069 | 0.21081 | 65438760 | 65.4388 | 55521550 | 55.5215 | 20.0828 | 4.8298 | 7282506 | 14565010 | 39995520 | 2909403 | 269427800 | 6914021 | 61843036 | 331270836 | 324356815 | 54929015 | 88.82% | 16.93% | 215542240 | 85.52% | 85.52% | 85.52% | 16.93%
5000 | 7000 | 27460 |  | 1042069000 | 1042.069 | 0.20945 | 66408050 | 66.4081 | 40908550 | 40.9085 | 25.1286 | 3.9417 | 7282506 | 10195510 | 39995520 |  | 275421400 | 9047889 | 57473536 | 332894936 | 323847047 | 48425647 | 84.26% | 14.95% | 220337120 | 85.78% | 85.78% | 85.78% | 14.95%
13000 | 8000 | 22054 | 20 | 1042079000 | 1042.079 | 0.20994 | 65363880 | 65.3639 | 56659970 | 56.66 | 19.6594 | 4.9431 | 18934520 | 11652010 | 32121680 | 1711805 | 269850300 | 8278330 | 62708210 | 332558510 | 324280180 | 54429880 | 86.8% | 16.78% | 215880240 | 85.91% | 85.91% | 85.91% | 16.78%
3000 | 14000 | 22054 |  | 1042096000 | 1042.096 | 0.20952 | 66487470 | 66.4875 | 39738470 | 39.7385 | 25.7101 | 3.8558 | 4369504 | 20391020 | 32121680 |  | 275881100 | 8945797 | 56882204 | 332763304 | 323817507 | 47936407 | 84.27% | 14.8% | 220704880 | 85.72% | 85.72% | 85.72% | 14.8%
16000 | 7000 | 22054 | 35 | 1042108000 | 1042.108 | 0.2104 | 64777890 | 64.7779 | 65523220 | 65.5232 | 17.6898 | 5.4169 | 23304020 | 10195510 | 32121680 | 3015698 | 266500800 | 7565540 | 65621210 | 332122010 | 324556470 | 58055670 | 88.47% | 17.89% | 213200640 | 85.91% | 85.91% | 85.91% | 17.89%
16000 | 14000 | 13405 | 15 | 1042122000 | 1042.122 | 0.20963 | 65276120 | 65.2761 | 58026650 | 58.0266 | 19.264 | 5.0422 | 23304020 | 20391020 | 19524400 | 1310200 | 269825800 | 8779708 | 63219440 | 333045240 | 324265532 | 54439732 | 86.11% | 16.79% | 215860640 | 86.07% | 86.07% | 86.07% | 16.79%
16000 | 4000 | 22054 |  | 1042135000 | 1042.135 | 0.20903 | 65748970 | 65.749 | 50910220 | 50.9102 | 21.1713 | 4.6379 | 23304020 | 5826005 | 32121680 |  | 272501700 | 9717473 | 61251705 | 333753405 | 324035932 | 51534232 | 84.14% | 15.9% | 218001360 | 86.18% | 86.18% | 86.18% | 15.9%
7000 | 8000 | 27460 | 30 | 1042140000 | 1042.14 | 0.21056 | 65470120 | 65.4701 | 55119050 | 55.1191 | 20.1486 | 4.821 | 10195510 | 11652010 | 39995520 | 2505403 | 269791900 | 7318582 | 61843040 | 331634940 | 324316358 | 54524458 | 88.17% | 16.81% | 215833520 | 85.62% | 85.62% | 85.62% | 16.81%
16077 | 1000 | 27460 | 30 | 1042195000 | 1042.195 | 0.21024 | 64957580 | 64.9576 | 62901440 | 62.9014 | 18.2051 | 5.2865 | 23416170 | 1456501 | 39995520 | 2582739 | 267445600 | 7838413 | 64868191 | 332313791 | 324475378 | 57029778 | 87.92% | 17.58% | 213956480 | 85.93% | 85.93% | 85.93% | 17.58%
9000 | 6000 | 27460 | 25 | 1042210000 | 1042.21 | 0.21032 | 65501500 | 65.5015 | 54716550 | 54.7165 | 20.2151 | 4.8122 | 13108510 | 8739007 | 39995520 | 2101403 | 270156100 | 7723143 | 61843037 | 331999137 | 324275994 | 54119894 | 87.51% | 16.69% | 216124880 | 85.72% | 85.72% | 85.72% | 16.69%
14000 | 15936 | 13405 | 20 | 1042215000 | 1042.215 | 0.20992 | 65259890 | 65.2599 | 58363810 | 58.3638 | 19.2025 | 5.0505 | 20391020 | 23210800 | 19524400 | 1720913 | 269526000 | 8350230 | 63126220 | 332652220 | 324301990 | 54775990 | 86.77% | 16.89% | 215620800 | 85.95% | 85.95% | 85.95% | 16.89%
7000 | 13000 | 22054 | 25 | 1042239000 | 1042.239 | 0.21039 | 65581010 | 65.581 | 53546470 | 53.5465 | 20.5517 | 4.7395 | 10195510 | 18934520 | 32121680 | 2092199 | 270616100 | 7622371 | 61251710 | 331867810 | 324245439 | 53629339 | 87.56% | 16.54% | 216492880 | 85.66% | 85.66% | 85.66% | 16.54%
13000 | 8000 | 27460 | 80 | 1042244000 | 1042.244 | 0.21209 | 63728040 | 63.728 | 81487550 | 81.4875 | 15.2061 | 6.1024 | 18934520 | 11652010 | 39995520 | 6803405 | 259594800 | 4993081 | 70582050 | 330176850 | 325183769 | 65588969 | 92.93% | 20.17% | 207675840 | 85.57% | 85.57% | 85.57% | 20.17%
16077 | 6000 | 22054 | 25 | 1042285000 | 1042.285 | 0.21007 | 65067840 | 65.0678 | 61328860 | 61.3289 | 18.5162 | 5.2133 | 23416170 | 8739007 | 32121680 | 2158752 | 268267200 | 8140698 | 64276857 | 332544057 | 324403359 | 56136159 | 87.33% | 17.3% | 214613760 | 85.97% | 85.97% | 85.97% | 17.3%
11000 | 4000 | 27460 | 20 | 1042288000 | 1042.288 | 0.21007 | 65533390 | 65.5334 | 54314050 | 54.3141 | 20.2813 | 4.8035 | 16021510 | 5826005 | 39995520 | 1695001 | 270522300 | 8130109 | 61843035 | 332365335 | 324235226 | 53712926 | 86.85% | 16.57% | 216417840 | 85.82% | 85.82% | 85.82% | 16.57%
14000 | 3000 | 27460 | 35 | 1042301000 | 1042.301 | 0.21053 | 64946320 | 64.9463 | 63177300 | 63.1773 | 18.1632 | 5.2904 | 20391020 | 4369504 | 39995520 | 2982786 | 267168200 | 7414420 | 64756044 | 331924244 | 324509824 | 57341624 | 88.55% | 17.67% | 213734560 | 85.82% | 85.82% | 85.82% | 17.67%
13000 | 7000 | 27460 | 70 | 1042311000 | 1042.311 | 0.21179 | 64019040 | 64.019 | 77166550 | 77.1666 | 15.7881 | 5.9263 | 18934520 | 10195510 | 39995520 | 5938095 | 261368500 | 5469817 | 69125550 | 330494050 | 325024233 | 63655733 | 92.09% | 19.58% | 209094800 | 85.6% | 85.6% | 85.6% | 19.58%
14000 |  | 27460 |  | 1042315000 | 1042.315 | 0.20917 | 65916580 | 65.9166 | 48564300 | 48.5643 | 21.9313 | 4.4869 | 20391020 |  | 39995520 |  | 273165800 | 9559670 | 60386540 | 333552340 | 323992670 | 50826870 | 84.17% | 15.69% | 218532640 | 86.09% | 86.09% | 86.09% | 15.69%
11000 | 14000 | 22054 | 70 | 1042325000 | 1042.325 | 0.21186 | 64097590 | 64.0976 | 75996470 | 75.9965 | 15.9684 | 5.8687 | 16021510 | 20391020 | 32121680 | 5888330 | 261824600 | 5369097 | 68534210 | 330358810 | 324989713 | 63165113 | 92.17% | 19.44% | 209459680 | 85.54% | 85.54% | 85.54% | 19.44%
16000 | 1000 | 27460 | 30 | 1042371000 | 1042.371 | 0.21029 | 64977690 | 64.9777 | 62774800 | 62.7748 | 18.2128 | 5.2844 | 23304020 | 1456501 | 39995520 | 2578786 | 267532300 | 7818981 | 64756041 | 332288341 | 324469360 | 56937060 | 87.93% | 17.55% | 214025840 | 85.92% | 85.92% | 85.92% | 17.55%
13000 | 2000 | 27460 | 15 | 1042385000 | 1042.385 | 0.20983 | 65566500 | 65.5665 | 53911550 | 53.9115 | 20.3458 | 4.7953 | 18934520 | 2913002 | 39995520 | 1282936 | 270893700 | 8542746 | 61843042 | 332736742 | 324193996 | 53300296 | 86.19% | 16.44% | 216714960 | 85.92% | 85.92% | 85.92% | 16.44%
14000 | 8000 | 22054 | 30 | 1042391000 | 1042.391 | 0.21036 | 65056610 | 65.0566 | 61604720 | 61.6047 | 18.4726 | 5.2175 | 20391020 | 11652010 | 32121680 | 2559380 | 267990000 | 7716778 | 64164710 | 332154710 | 324437932 | 56447932 | 87.97% | 17.4% | 214392000 | 85.86% | 85.86% | 85.86% | 17.4%
2000 | 15936 | 22054 | 15 | 1042398000 | 1042.398 | 0.21023 | 66157110 | 66.1571 | 45020380 | 45.0204 | 23.409 | 4.2052 | 2913002 | 23210800 | 32121680 | 1253162 | 273692400 | 7926695 | 58245482 | 331937882 | 324011187 | 50318787 | 86.39% | 15.53% | 218953920 | 85.55% | 85.55% | 85.55% | 15.53%
13000 | 6000 | 27460 | 60 | 1042414000 | 1042.414 | 0.2115 | 64312480 | 64.3125 | 72845550 | 72.8456 | 16.4277 | 5.7422 | 18934520 | 8739007 | 39995520 | 5091152 | 263152500 | 5954931 | 67669047 | 330821547 | 324866616 | 61714116 | 91.2% | 19% | 210522000 | 85.63% | 85.63% | 85.63% | 19%
| 12000 | 27460 | 15 | 1042422000 | 1042.422 | 0.21032 | 66310000 | 66.31 | 42739800 | 42.7398 | 24.3873 | 4.0448 |  | 17478010 | 39995520 | 1251083 | 274293900 | 7795070 | 57473530 | 331767430 | 323972360 | 49678460 | 86.44% | 15.33% | 219435120 | 85.47% | 85.47% | 85.47% | 15.33%
11000 | 13000 | 22054 | 60 | 1042431000 | 1042.431 | 0.21157 | 64391260 | 64.3913 | 71675470 | 71.6755 | 16.6273 | 5.682 | 16021510 | 18934520 | 32121680 | 5052217 | 263609500 | 5854041 | 67077710 | 330687210 | 324833169 | 61223669 | 91.27% | 18.85% | 210887600 | 85.57% | 85.57% | 85.57% | 18.85%
16000 | 6000 | 22054 | 25 | 1042462000 | 1042.462 | 0.21011 | 65087980 | 65.088 | 61202220 | 61.2022 | 18.5246 | 5.2111 | 23304020 | 8739007 | 32121680 | 2155380 | 268354100 | 8121338 | 64164707 | 332518807 | 324397469 | 56043369 | 87.34% | 17.28% | 214683280 | 85.96% | 85.96% | 85.96% | 17.28%
13000 | 10000 | 27460 | 100 | 1042470000 | 1042.47 | 0.21269 | 63169780 | 63.1698 | 90129550 | 90.1295 | 14.163 | 6.4404 | 18934520 | 14565010 | 39995520 | 8513398 | 256146100 | 4140546 | 73495050 | 329641150 | 325500604 | 69354504 | 94.37% | 21.31% | 204916880 | 85.53% | 85.53% | 85.53% | 21.31%
11000 | 15936 | 22054 | 90 | 1042513000 | 1042.513 | 0.2125 | 63541200 | 63.5412 | 84573130 | 84.5731 | 14.8057 | 6.2236 | 16021510 | 23210800 | 32121680 | 7573567 | 258385000 | 4439557 | 71353990 | 329738990 | 325299433 | 66914433 | 93.78% | 20.57% | 206708000 | 85.48% | 85.48% | 85.48% | 20.57%
9000 | 10000 | 27460 | 70 | 1042521000 | 1042.521 | 0.21199 | 64266220 | 64.2662 | 73650550 | 73.6505 | 16.3294 | 5.7562 | 13108510 | 14565010 | 39995520 | 5822997 | 262492900 | 5222070 | 67669040 | 330161940 | 324939870 | 62446970 | 92.28% | 19.22% | 209994320 | 85.45% | 85.45% | 85.45% | 19.22%
13000 | 7000 | 22054 | 10 | 1042521000 | 1042.521 | 0.20966 | 65679860 | 65.6799 | 52338970 | 52.339 | 20.7559 | 4.7131 | 18934520 | 10195510 | 32121680 | 858322.2 | 271728200 | 8857960 | 61251710 | 332979910 | 324121950 | 52393750 | 85.54% | 16.16% | 217382560 | 85.97% | 85.97% | 85.97% | 16.16%
7000 | 7000 | 27460 | 20 | 1042530000 | 1042.53 | 0.21028 | 65782620 | 65.7826 | 50798050 | 50.7981 | 21.326 | 4.585 | 10195510 | 10195510 | 39995520 | 1676067 | 271655300 | 7881277 | 60386540 | 332041840 | 324160563 | 52505263 | 86.95% | 16.2% | 217324240 | 85.67% | 85.67% | 85.67% | 16.2%
2000 | 10000 | 27460 | 10 | 1042532000 | 1042.532 | 0.21007 | 66343960 | 66.344 | 42337300 | 42.3373 | 24.4955 | 4.0316 | 2913002 | 14565010 | 39995520 | 835083 | 274668800 | 8211648 | 57473532 | 332142332 | 323930684 | 49261884 | 85.71% | 15.21% | 219735040 | 85.58% | 85.58% | 85.58% | 15.21%
9000 | 12000 | 27460 | 90 | 1042534000 | 1042.534 | 0.21259 | 63693860 | 63.6939 | 82292550 | 82.2926 | 15.1081 | 6.1183 | 13108510 | 17478010 | 39995520 | 7479353 | 258985600 | 4316194 | 70582040 | 329567640 | 325251446 | 66265846 | 93.88% | 20.37% | 207188480 | 85.4% | 85.4% | 85.4% | 20.37%
5000 | 14000 | 22054 | 20 | 1042559000 | 1042.559 | 0.21035 | 65862150 | 65.8621 | 49627970 | 49.628 | 21.7122 | 4.5089 | 7282506 | 20391020 | 32121680 | 1670306 | 272115400 | 7780252 | 59795206 | 331910606 | 324130354 | 52014954 | 86.99% | 16.05% | 217692320 | 85.61% | 85.61% | 85.61% | 16.05%
16077 |  | 27460 | 20 | 1042569000 | 1042.569 | 0.20996 | 65269040 | 65.269 | 58580440 | 58.5804 | 19.1053 | 5.0738 | 23416170 |  | 39995520 | 1727620 | 269304700 | 8399398 | 63411690 | 332716390 | 324316992 | 55012292 | 86.75% | 16.96% | 215443760 | 85.98% | 85.98% | 85.98% | 16.96%
16077 | 12000 | 22054 | 90 | 1042613000 | 1042.613 | 0.21235 | 63260500 | 63.2605 | 88904860 | 88.9049 | 14.2602 | 6.4221 | 23416170 | 17478010 | 32121680 | 7797870 | 257098000 | 4708797 | 73015860 | 330113860 | 325405063 | 68307063 | 93.55% | 20.99% | 205678400 | 85.65% | 85.65% | 85.65% | 20.99%
13000 | 5000 | 27460 | 50 | 1042614000 | 1042.614 | 0.21121 | 64612420 | 64.6124 | 68524550 | 68.5246 | 17.1289 | 5.5509 | 18934520 | 7282506 | 39995520 | 4242205 | 264963600 | 6467297 | 66212546 | 331176146 | 324708849 | 59745249 | 90.23% | 18.4% | 211970880 | 85.67% | 85.67% | 85.67% | 18.4%
9000 | 5000 | 27460 | 15 | 1042624000 | 1042.624 | 0.21004 | 65815550 | 65.8156 | 50395550 | 50.3956 | 21.4012 | 4.5752 | 13108510 | 7282506 | 39995520 | 1264832 | 272025900 | 8293083 | 60386536 | 332412436 | 324119353 | 52093453 | 86.27% | 16.07% | 217620720 | 85.77% | 85.77% | 85.77% | 16.07%
11000 | 12000 | 22054 | 50 | 1042631000 | 1042.631 | 0.21128 | 64691140 | 64.6911 | 67354470 | 67.3545 | 17.3516 | 5.488 | 16021510 | 17478010 | 32121680 | 4214545 | 265420300 | 6365029 | 65621200 | 331041500 | 324676471 | 59256171 | 90.3% | 18.25% | 212336240 | 85.61% | 85.61% | 85.61% | 18.25%
| 15936 | 27460 | 60 | 1042632000 | 1042.632 | 0.21203 | 65072360 | 65.0724 | 61608460 | 61.6085 | 18.6359 | 5.1366 |  | 23210800 | 39995520 | 4875811 | 266622200 | 5206589 | 63206320 | 329828520 | 324621931 | 57999731 | 91.76% | 17.87% | 213297760 | 85.18% | 85.18% | 85.18% | 17.87%
16077 | 10000 | 22054 | 70 | 1042638000 | 1042.638 | 0.21175 | 63835400 | 63.8354 | 80262860 | 80.2629 | 15.301 | 6.087 | 23416170 | 14565010 | 32121680 | 6030183 | 260615900 | 5636426 | 70102860 | 330718760 | 325082334 | 64466434 | 91.96% | 19.83% | 208492720 | 85.7% | 85.7% | 85.7% | 19.83%
2000 | 13000 | 27460 | 45 | 1042650000 | 1042.65 | 0.21144 | 65382500 | 65.3825 | 56950300 | 56.9503 | 19.6931 | 4.9049 | 2913002 | 18934520 | 39995520 | 3708284 | 268707800 | 6114031 | 61843042 | 330550842 | 324436811 | 55729011 | 90.11% | 17.18% | 214966240 | 85.32% | 85.32% | 85.32% | 17.18%
7000 | 12000 | 22054 | 15 | 1042652000 | 1042.652 | 0.21011 | 65895020 | 65.895 | 49225470 | 49.2255 | 21.7916 | 4.4986 | 10195510 | 17478010 | 32121680 | 1259408 | 272485800 | 8191720 | 59795200 | 332281000 | 324089280 | 51603480 | 86.3% | 15.92% | 217988640 | 85.71% | 85.71% | 85.71% | 15.92%
14000 | 2000 | 27460 | 25 | 1042666000 | 1042.666 | 0.21025 | 65257180 | 65.2572 | 58856300 | 58.8563 | 19.0594 | 5.0784 | 20391020 | 2913002 | 39995520 | 2131953 | 269024800 | 7972493 | 63299542 | 332324342 | 324351849 | 55327049 | 87.41% | 17.06% | 215219840 | 85.87% | 85.87% | 85.87% | 17.06%
13000 | 10000 | 22054 | 45 | 1042671000 | 1042.671 | 0.21103 | 64720520 | 64.7205 | 66951970 | 66.952 | 17.3984 | 5.4823 | 18934520 | 14565010 | 32121680 | 3819731 | 265776100 | 6760391 | 65621210 | 331397310 | 324636919 | 58860819 | 89.7% | 18.13% | 212620880 | 85.71% | 85.71% | 85.71% | 18.13%
3000 | 15936 | 22054 | 25 | 1042676000 | 1042.676 | 0.21065 | 65847580 | 65.8476 | 49965130 | 49.9651 | 21.6262 | 4.5205 | 4369504 | 23210800 | 32121680 | 2075030 | 271822600 | 7358278 | 59701984 | 331524584 | 324166306 | 52343706 | 87.67% | 16.15% | 217458080 | 85.5% | 85.5% | 85.5% | 16.15%
16077 | 5000 | 22054 | 15 | 1042691000 | 1042.691 | 0.20979 | 65381440 | 65.3814 | 57007860 | 57.0079 | 19.4554 | 4.9967 | 23416170 | 7282506 | 32121680 | 1301562 | 270135200 | 8710791 | 62820356 | 332955556 | 324244765 | 54109565 | 86.13% | 16.69% | 216108160 | 86.02% | 86.02% | 86.02% | 16.69%
5000 | 14000 | 27460 | 80 | 1042693000 | 1042.693 | 0.21249 | 64224200 | 64.2242 | 74455550 | 74.4556 | 16.2261 | 5.7719 | 7282506 | 20391020 | 39995520 | 6535181 | 261851100 | 4508898 | 67669046 | 329520146 | 325011248 | 63160148 | 93.34% | 19.43% | 209480880 | 85.27% | 85.27% | 85.27% | 19.43%
16077 | 15936 | 13405 | 40 | 1042699000 | 1042.699 | 0.21072 | 64627640 | 64.6276 | 68379950 | 68.3799 | 17.0937 | 5.5762 | 23416170 | 23210800 | 19524400 | 3442771 | 265728600 | 7254241 | 66151370 | 331879970 | 324625729 | 58897129 | 89.03% | 18.14% | 212582880 | 85.86% | 85.86% | 85.86% | 18.14%
9000 | 13000 | 27460 | 100 | 1042723000 | 1042.723 | 0.21289 | 63419750 | 63.4198 | 86613550 | 86.6136 | 14.564 | 6.292 | 13108510 | 18934520 | 39995520 | 8297876 | 257282200 | 3914491 | 72038550 | 329320750 | 325406259 | 68124059 | 94.57% | 20.94% | 205825760 | 85.39% | 85.39% | 85.39% | 20.94%
11000 | 3000 | 27460 | 10 | 1042733000 | 1042.733 | 0.20979 | 65849520 | 65.8495 | 49993050 | 49.993 | 21.4751 | 4.5658 | 16021510 | 4369504 | 39995520 | 848831.8 | 272400800 | 8709660 | 60386534 | 332787334 | 324077674 | 51676874 | 85.58% | 15.95% | 217920640 | 85.88% | 85.88% | 85.88% | 15.95%
16000 |  | 27460 | 20 | 1042747000 | 1042.747 | 0.21001 | 65289210 | 65.2892 | 58453800 | 58.4538 | 19.1152 | 5.0714 | 23304020 |  | 39995520 | 1724929 | 269391600 | 8380082 | 63299540 | 332691140 | 324311058 | 54919458 | 86.76% | 16.93% | 215513280 | 85.97% | 85.97% | 85.97% | 16.93%
5000 | 13000 | 27460 | 70 | 1042748000 | 1042.748 | 0.2122 | 64514470 | 64.5145 | 70134550 | 70.1346 | 16.9209 | 5.5804 | 7282506 | 18934520 | 39995520 | 5730942 | 263621800 | 4976494 | 66212546 | 329834346 | 324857852 | 61236052 | 92.48% | 18.85% | 210897440 | 85.3% | 85.3% | 85.3% | 18.85%
9000 | 10000 | 22054 | 10 | 1042761000 | 1042.761 | 0.20986 | 65928980 | 65.929 | 48822970 | 48.823 | 21.8696 | 4.4886 | 13108510 | 14565010 | 32121680 | 843407.8 | 272860700 | 8608297 | 59795200 | 332655900 | 324047603 | 51186903 | 85.6% | 15.8% | 218288560 | 85.82% | 85.82% | 85.82% | 15.8%
14000 | 7000 | 22054 | 20 | 1042770000 | 1042.77 | 0.21008 | 65368390 | 65.3684 | 57283720 | 57.2837 | 19.4096 | 5.0011 | 20391020 | 10195510 | 32121680 | 1711805 | 269850300 | 8278330 | 62708210 | 332558510 | 324280180 | 54429880 | 86.8% | 16.78% | 215880240 | 85.91% | 85.91% | 85.91% | 16.78%
3000 | 10000 | 27460 | 20 | 1042774000 | 1042.774 | 0.21049 | 66032070 | 66.0321 | 47282050 | 47.282 | 22.5182 | 4.3574 | 4369504 | 14565010 | 39995520 | 1665410 | 272789200 | 7632552 | 58930034 | 331719234 | 324086682 | 51297482 | 87.05% | 15.83% | 218231360 | 85.52% | 85.52% | 85.52% | 15.83%
16077 | 13000 | 22054 | 100 | 1042781000 | 1042.781 | 0.21265 | 62985000 | 62.985 | 93225860 | 93.2259 | 13.79 | 6.5835 | 23416170 | 18934520 | 32121680 | 8666293 | 255388800 | 4296352 | 74472370 | 329861170 | 325564818 | 70176018 | 94.23% | 21.56% | 204311040 | 85.63% | 85.63% | 85.63% | 21.56%
16000 | 12000 | 22054 | 90 | 1042789000 | 1042.789 | 0.21239 | 63280560 | 63.2806 | 88778220 | 88.7782 | 14.26 | 6.4219 | 23304020 | 17478010 | 32121680 | 7782102 | 257184500 | 4690384 | 72903710 | 330088210 | 325397826 | 68213326 | 93.57% | 20.96% | 205747600 | 85.63% | 85.63% | 85.63% | 20.96%
16000 | 10000 | 22054 | 70 | 1042813000 | 1042.813 | 0.2118 | 63855400 | 63.8554 | 80136220 | 80.1362 | 15.3026 | 6.0863 | 23304020 | 14565010 | 32121680 | 6019127 | 260702200 | 5617279 | 69990710 | 330692910 | 325075631 | 64373431 | 91.97% | 19.8% | 208561760 | 85.69% | 85.69% | 85.69% | 19.8%
9000 | 8000 | 27460 | 50 | 1042833000 | 1042.833 | 0.21141 | 64860120 | 64.8601 | 65008550 | 65.0085 | 17.8023 | 5.3645 | 13108510 | 11652010 | 39995520 | 4179059 | 266090100 | 6216487 | 64756040 | 330846140 | 324629653 | 58539553 | 90.4% | 18.03% | 212872080 | 85.52% | 85.52% | 85.52% | 18.03%
7000 | 15936 | 22054 | 60 | 1042849000 | 1042.849 | 0.21182 | 64656560 | 64.6566 | 68094130 | 68.0941 | 17.2396 | 5.5045 | 10195510 | 23210800 | 32121680 | 4966752 | 264810700 | 5591526 | 65527990 | 330338690 | 324747164 | 59936464 | 91.47% | 18.46% | 211848560 | 85.41% | 85.41% | 85.41% | 18.46%
5000 | 8000 | 27460 | 15 | 1042866000 | 1042.866 | 0.21025 | 66064830 | 66.0648 | 46879550 | 46.8796 | 22.6069 | 4.346 | 7282506 | 11652010 | 39995520 | 1255005 | 273159000 | 8043527 | 58930036 | 332089036 | 324045509 | 50886509 | 86.35% | 15.7% | 218527200 | 85.62% | 85.62% | 85.62% | 15.7%
11000 | 6000 | 27460 | 45 | 1042868000 | 1042.868 | 0.21117 | 64889160 | 64.8892 | 64606050 | 64.606 | 17.8531 | 5.358 | 16021510 | 8739007 | 39995520 | 3785806 | 266444500 | 6610286 | 64756037 | 331200537 | 324590251 | 58145751 | 89.79% | 17.91% | 213155600 | 85.62% | 85.62% | 85.62% | 17.91%
16000 | 5000 | 22054 | 15 | 1042869000 | 1042.869 | 0.20983 | 65401620 | 65.4016 | 56881220 | 56.8812 | 19.4664 | 4.9941 | 23304020 | 7282506 | 32121680 | 1299246 | 270222100 | 8691461 | 62708206 | 332930306 | 324238845 | 54016745 | 86.14% | 16.66% | 216177680 | 86.01% | 86.01% | 86.01% | 16.66%
5000 | 12000 | 27460 | 60 | 1042870000 | 1042.87 | 0.21191 | 64809200 | 64.8092 | 65813550 | 65.8136 | 17.6899 | 5.3805 | 7282506 | 17478010 | 39995520 | 4932400 | 265411200 | 5462100 | 64756036 | 330167236 | 324705136 | 59293936 | 91.57% | 18.26% | 212328960 | 85.33% | 85.33% | 85.33% | 18.26%
16000 | 15936 | 13405 | 40 | 1042874000 | 1042.874 | 0.21077 | 64647640 | 64.6476 | 68253300 | 68.2533 | 17.0989 | 5.5746 | 23304020 | 23210800 | 19524400 | 3437691 | 265814800 | 7234499 | 66039220 | 331854020 | 324619521 | 58804721 | 89.05% | 18.11% | 212651840 | 85.85% | 85.85% | 85.85% | 18.11%
9000 | 13000 | 22054 | 45 | 1042890000 | 1042.89 | 0.21124 | 64968240 | 64.9682 | 63435970 | 63.436 | 18.1007 | 5.2925 | 13108510 | 18934520 | 32121680 | 3765708 | 266902800 | 6508775 | 64164710 | 331067510 | 324558735 | 57655935 | 89.86% | 17.76% | 213522240 | 85.56% | 85.56% | 85.56% | 17.76%
13000 | 4000 | 27460 | 40 | 1042922000 | 1042.922 | 0.21092 | 64919460 | 64.9195 | 64203550 | 64.2036 | 17.9023 | 5.3519 | 18934520 | 5826005 | 39995520 | 3386786 | 266804100 | 7009859 | 64756045 | 331560145 | 324550286 | 57746186 | 89.17% | 17.79% | 213443280 | 85.72% | 85.72% | 85.72% | 17.79%
14000 | 7000 | 27460 | 80 | 1042936000 | 1042.936 | 0.21223 | 63732550 | 63.7326 | 82111300 | 82.1113 | 15.0566 | 6.1529 | 20391020 | 10195510 | 39995520 | 6803405 | 259594800 | 4993081 | 70582050 | 330176850 | 325183769 | 65588969 | 92.93% | 20.17% | 207675840 | 85.57% | 85.57% | 85.57% | 20.17%
| 14000 | 27460 | 40 | 1042941000 | 1042.941 | 0.2114 | 65661710 | 65.6617 | 53031800 | 53.0318 | 20.7351 | 4.6841 |  | 20391020 | 39995520 | 3291752 | 270199100 | 6263350 | 60386540 | 330585640 | 324322290 | 54123190 | 89.63% | 16.69% | 216159280 | 85.27% | 85.27% | 85.27% | 16.69%
16077 | 8000 | 22054 | 50 | 1042944000 | 1042.944 | 0.21116 | 64428880 | 64.4289 | 71620860 | 71.6209 | 16.5346 | 5.7253 | 23416170 | 11652010 | 32121680 | 4295406 | 264211300 | 6638172 | 67189860 | 331401160 | 324762988 | 60551688 | 90.12% | 18.64% | 211369040 | 85.77% | 85.77% | 85.77% | 18.64%
16000 | 13000 | 22054 | 100 | 1042958000 | 1042.958 | 0.2127 | 63005140 | 63.0051 | 93099220 | 93.0992 | 13.7891 | 6.5836 | 23304020 | 18934520 | 32121680 | 8648411 | 255475600 | 4278441 | 74360220 | 329835820 | 325557379 | 70081779 | 94.25% | 21.53% | 204380480 | 85.62% | 85.62% | 85.62% | 21.53%
14000 | 14000 | 13405 |  | 1042973000 | 1042.973 | 0.20931 | 65879100 | 65.8791 | 49787150 | 49.7871 | 21.4215 | 4.5871 | 20391020 | 20391020 | 19524400 |  | 273227400 | 9545143 | 60306440 | 333533840 | 323988697 | 50761297 | 84.17% | 15.67% | 218581920 | 86.08% | 86.08% | 86.08% | 15.67%
7000 | 6000 | 27460 | 10 | 1042975000 | 1042.975 | 0.21 | 66098790 | 66.0988 | 46477050 | 46.477 | 22.694 | 4.3349 | 10195510 | 8739007 | 39995520 | 839005.3 | 273534000 | 8460104 | 58930037 | 332464037 | 324003933 | 50469933 | 85.64% | 15.58% | 218827200 | 85.73% | 85.73% | 85.73% | 15.58%
14000 | 8000 | 27460 | 90 | 1042990000 | 1042.99 | 0.21253 | 63449490 | 63.4495 | 86432300 | 86.4323 | 14.527 | 6.323 | 20391020 | 11652010 | 39995520 | 7663306 | 257854100 | 4549943 | 72038550 | 329892650 | 325342707 | 67488607 | 93.68% | 20.74% | 206283280 | 85.55% | 85.55% | 85.55% | 20.74%
14000 | 6000 | 27460 | 70 | 1043002000 | 1043.002 | 0.21193 | 64023550 | 64.0236 | 77790300 | 77.7903 | 15.6269 | 5.978 | 20391020 | 8739007 | 39995520 | 5938095 | 261368500 | 5469817 | 69125547 | 330494047 | 325024230 | 63655730 | 92.09% | 19.58% | 209094800 | 85.6% | 85.6% | 85.6% | 19.58%
2000 | 12000 | 27460 | 35 | 1043004000 | 1043.004 | 0.21116 | 65692630 | 65.6926 | 52629300 | 52.6293 | 20.8085 | 4.6743 | 2913002 | 17478010 | 39995520 | 2889846 | 270561300 | 6665814 | 60386532 | 330947832 | 324282018 | 53720718 | 88.96% | 16.57% | 216449040 | 85.37% | 85.37% | 85.37% | 16.57%
5000 | 13000 | 22054 | 10 | 1043006000 | 1043.006 | 0.21007 | 66178450 | 66.1784 | 45306970 | 45.307 | 23.1474 | 4.2546 | 7282506 | 18934520 | 32121680 | 837412.9 | 273994600 | 8359166 | 58338706 | 332333306 | 323974140 | 49979540 | 85.67% | 15.43% | 219195680 | 85.67% | 85.67% | 85.67% | 15.43%
13000 | 6000 | 22054 |  | 1043017000 | 1043.017 | 0.20938 | 65999380 | 65.9994 | 48017970 | 48.018 | 22.0233 | 4.4692 | 18934520 | 8739007 | 32121680 |  | 273620800 | 9452876 | 59795207 | 333416007 | 323963131 | 50342331 | 84.19% | 15.54% | 218896640 | 86.03% | 86.03% | 86.03% | 15.54%
14000 | 1000 | 27460 | 15 | 1043077000 | 1043.077 | 0.20997 | 65571010 | 65.571 | 54535300 | 54.5353 | 20.0773 | 4.8543 | 20391020 | 1456501 | 39995520 | 1282936 | 270893700 | 8542746 | 61843041 | 332736741 | 324193995 | 53300295 | 86.19% | 16.44% | 216714960 | 85.92% | 85.92% | 85.92% | 16.44%
14000 | 5000 | 27460 | 60 | 1043105000 | 1043.105 | 0.21164 | 64317000 | 64.317 | 73469300 | 73.4693 | 16.2532 | 5.7951 | 20391020 | 7282506 | 39995520 | 5091152 | 263152500 | 5954931 | 67669046 | 330821546 | 324866615 | 61714115 | 91.2% | 19% | 210522000 | 85.63% | 85.63% | 85.63% | 19%
16000 | 8000 | 22054 | 50 | 1043118000 | 1043.118 | 0.21121 | 64448860 | 64.4489 | 71494220 | 71.4942 | 16.5386 | 5.7239 | 23304020 | 11652010 | 32121680 | 4288801 | 264297500 | 6618516 | 67077710 | 331375210 | 324756694 | 60459194 | 90.13% | 18.62% | 211438000 | 85.76% | 85.76% | 85.76% | 18.62%
9000 | 7000 | 27460 | 40 | 1043147000 | 1043.147 | 0.21113 | 65167580 | 65.1676 | 60687550 | 60.6876 | 18.6606 | 5.1564 | 13108510 | 10195510 | 39995520 | 3343954 | 267932500 | 6758810 | 63299540 | 331232040 | 324473230 | 56540730 | 89.32% | 17.43% | 214346000 | 85.57% | 85.57% | 85.57% | 17.43%
7000 | 14000 | 22054 | 40 | 1043172000 | 1043.172 | 0.2112 | 65246880 | 65.2469 | 59517470 | 59.5175 | 18.9378 | 5.0882 | 10195510 | 20391020 | 32121680 | 3330305 | 268391600 | 6657584 | 62708210 | 331099810 | 324442226 | 56050626 | 89.38% | 17.28% | 214713280 | 85.51% | 85.51% | 85.51% | 17.28%
16077 | 2000 | 27460 | 45 | 1043175000 | 1043.175 | 0.21105 | 64626520 | 64.6265 | 68872450 | 68.8725 | 16.9776 | 5.6018 | 23416170 | 2913002 | 39995520 | 3851799 | 265234000 | 6883338 | 66324692 | 331558692 | 324675354 | 59441354 | 89.62% | 18.31% | 212187200 | 85.78% | 85.78% | 85.78% | 18.31%
5000 | 15936 | 27460 | 100 | 1043191000 | 1043.191 | 0.21314 | 63688340 | 63.6883 | 83032210 | 83.0322 | 14.9866 | 6.142 | 7282506 | 23210800 | 39995520 | 8091156 | 258497000 | 3677805 | 70488826 | 328985826 | 325308021 | 66811021 | 94.78% | 20.54% | 206797600 | 85.24% | 85.24% | 85.24% | 20.54%
14000 | 6000 | 22054 | 10 | 1043213000 | 1043.213 | 0.2098 | 65684370 | 65.6844 | 52962720 | 52.9627 | 20.4758 | 4.7728 | 20391020 | 8739007 | 32121680 | 858322.2 | 271728200 | 8857960 | 61251707 | 332979907 | 324121947 | 52393747 | 85.54% | 16.16% | 217382560 | 85.97% | 85.97% | 85.97% | 16.16%
11000 | 2000 | 27460 |  | 1043217000 | 1043.217 | 0.20952 | 66168240 | 66.1682 | 45672050 | 45.672 | 22.8682 | 4.313 | 16021510 | 2913002 | 39995520 |  | 274290100 | 9300274 | 58930032 | 333220132 | 323919858 | 49629758 | 84.22% | 15.32% | 219432080 | 85.94% | 85.94% | 85.94% | 15.32%
11000 | 5000 | 27460 | 35 | 1043217000 | 1043.217 | 0.21088 | 65198950 | 65.1989 | 60285050 | 60.285 | 18.7144 | 5.1496 | 16021510 | 7282506 | 39995520 | 2939953 | 268296600 | 7163371 | 63299536 | 331596136 | 324432765 | 56136165 | 88.68% | 17.3% | 214637280 | 85.67% | 85.67% | 85.67% | 17.3%
16077 | 14000 | 13405 | 20 | 1043229000 | 1043.229 | 0.2101 | 65231690 | 65.2317 | 59803300 | 59.8033 | 18.7285 | 5.1663 | 23416170 | 20391020 | 19524400 | 1725693 | 269366800 | 8385601 | 63331590 | 332698390 | 324312789 | 54945989 | 86.76% | 16.94% | 215493440 | 85.97% | 85.97% | 85.97% | 16.94%
| 15936 | 22054 |  | 1043230000 | 1043.23 | 0.20991 | 66758830 | 66.7588 | 36780880 | 36.7809 | 27.1423 | 3.6589 |  | 23210800 | 32121680 |  | 277088700 | 8681154 | 55332480 | 332421180 | 323740026 | 46651326 | 84.31% | 14.41% | 221670960 | 85.56% | 85.56% | 85.56% | 14.41%
13000 | 15936 | 13405 | 15 | 1043237000 | 1043.237 | 0.21002 | 65546270 | 65.5463 | 55069060 | 55.0691 | 19.9073 | 4.8925 | 18934520 | 23210800 | 19524400 | 1280064 | 271028400 | 8513036 | 61669720 | 332698120 | 324185084 | 53156684 | 86.2% | 16.4% | 216822720 | 85.91% | 85.91% | 85.91% | 16.4%
9000 | 12000 | 22054 | 35 | 1043242000 | 1043.242 | 0.21095 | 65278190 | 65.2782 | 59114970 | 59.115 | 18.9941 | 5.081 | 13108510 | 17478010 | 32121680 | 2926577 | 268755500 | 7061873 | 62708200 | 331463700 | 324401827 | 55646327 | 88.74% | 17.15% | 215004400 | 85.61% | 85.61% | 85.61% | 17.15%
16077 | 7000 | 22054 | 40 | 1043245000 | 1043.245 | 0.21088 | 64735520 | 64.7355 | 67299860 | 67.2999 | 17.2409 | 5.5338 | 23416170 | 10195510 | 32121680 | 3424379 | 266050300 | 7180672 | 65733360 | 331783660 | 324602988 | 58552688 | 89.08% | 18.04% | 212840240 | 85.82% | 85.82% | 85.82% | 18.04%
13000 | 3000 | 27460 | 30 | 1043288000 | 1043.288 | 0.21064 | 65230320 | 65.2303 | 59882550 | 59.8826 | 18.7688 | 5.1428 | 18934520 | 4369504 | 39995520 | 2535953 | 268660700 | 7567932 | 63299544 | 331960244 | 324392312 | 55731612 | 88.04% | 17.18% | 214928560 | 85.77% | 85.77% | 85.77% | 17.18%
14000 | 4000 | 27460 | 50 | 1043306000 | 1043.306 | 0.21135 | 64616940 | 64.6169 | 69148300 | 69.1483 | 16.9389 | 5.6052 | 20391020 | 5826005 | 39995520 | 4242205 | 264963600 | 6467297 | 66212545 | 331176145 | 324708848 | 59745248 | 90.23% | 18.4% | 211970880 | 85.67% | 85.67% | 85.67% | 18.4%
11000 | 10000 | 22054 | 30 | 1043312000 | 1043.312 | 0.21071 | 65309560 | 65.3096 | 58712470 | 58.7125 | 19.0508 | 5.0737 | 16021510 | 14565010 | 32121680 | 2522577 | 269119600 | 7466434 | 62708200 | 331827800 | 324361366 | 55241766 | 88.09% | 17.03% | 215295680 | 85.71% | 85.71% | 85.71% | 17.03%
5000 | 15936 | 22054 | 45 | 1043317000 | 1043.317 | 0.21149 | 65234140 | 65.2341 | 59854620 | 59.8546 | 18.872 | 5.0976 | 7282506 | 23210800 | 32121680 | 3725148 | 268106400 | 6244275 | 62614986 | 330721386 | 324477111 | 56370711 | 90.03% | 17.37% | 214485120 | 85.4% | 85.4% | 85.4% | 17.37%
| 13000 | 27460 | 30 | 1043321000 | 1043.321 | 0.21112 | 65973590 | 65.9736 | 48710800 | 48.7108 | 22.0143 | 4.4411 |  | 18934520 | 39995520 | 2474566 | 272059900 | 6822273 | 58930040 | 330989940 | 324167667 | 52107767 | 88.42% | 16.07% | 217647920 | 85.32% | 85.32% | 85.32% | 16.07%
3000 | 12000 | 27460 | 45 | 1043341000 | 1043.341 | 0.21158 | 65387010 | 65.387 | 57574050 | 57.574 | 19.4419 | 4.9622 | 4369504 | 17478010 | 39995520 | 3708284 | 268707800 | 6114031 | 61843034 | 330550834 | 324436803 | 55729003 | 90.11% | 17.18% | 214966240 | 85.32% | 85.32% | 85.32% | 17.18%
16000 | 2000 | 27460 | 45 | 1043350000 | 1043.35 | 0.2111 | 64646550 | 64.6466 | 68745800 | 68.7458 | 16.9825 | 5.6002 | 23304020 | 2913002 | 39995520 | 3846324 | 265320300 | 6863728 | 66212542 | 331532842 | 324669114 | 59348814 | 89.63% | 18.28% | 212256240 | 85.77% | 85.77% | 85.77% | 18.28%
13000 | 8000 | 22054 | 25 | 1043383000 | 1043.383 | 0.21046 | 65340930 | 65.3409 | 58309970 | 58.31 | 19.1081 | 5.0664 | 18934520 | 11652010 | 32121680 | 2118577 | 269483700 | 7870994 | 62708210 | 332191910 | 324320916 | 54837216 | 87.45% | 16.91% | 215586960 | 85.81% | 85.81% | 85.81% | 16.91%
5000 | 10000 | 27460 | 40 | 1043385000 | 1043.385 | 0.21134 | 65416580 | 65.4166 | 57171550 | 57.1716 | 19.5059 | 4.9535 | 7282506 | 14565010 | 39995520 | 3312598 | 269064400 | 6510267 | 61843036 | 330907436 | 324397169 | 55332769 | 89.47% | 17.06% | 215251520 | 85.42% | 85.42% | 85.42% | 17.06%
16000 | 14000 | 13405 | 20 | 1043407000 | 1043.407 | 0.21015 | 65251860 | 65.2519 | 59676650 | 59.6767 | 18.7375 | 5.164 | 23304020 | 20391020 | 19524400 | 1723050 | 269453700 | 8366285 | 63219440 | 332673140 | 324306855 | 54853155 | 86.77% | 16.91% | 215562960 | 85.96% | 85.96% | 85.96% | 16.91%
16000 | 7000 | 22054 | 40 | 1043421000 | 1043.421 | 0.21092 | 64755540 | 64.7555 | 67173220 | 67.1732 | 17.2463 | 5.5322 | 23304020 | 10195510 | 32121680 | 3419698 | 266136600 | 7160979 | 65621210 | 331757810 | 324596831 | 58460231 | 89.09% | 18.01% | 212909280 | 85.81% | 85.81% | 85.81% | 18.01%
7000 | 5000 | 27460 |  | 1043453000 | 1043.453 | 0.20972 | 66417080 | 66.4171 | 42156050 | 42.1561 | 24.3134 | 4.0684 | 10195510 | 7282506 | 39995520 |  | 275421400 | 9047889 | 57473536 | 332894936 | 323847047 | 48425647 | 84.26% | 14.95% | 220337120 | 85.78% | 85.78% | 85.78% | 14.95%
7000 | 8000 | 27460 | 35 | 1043453000 | 1043.453 | 0.21109 | 65447780 | 65.4478 | 56769050 | 56.7691 | 19.5675 | 4.9454 | 10195510 | 11652010 | 39995520 | 2909403 | 269427800 | 6914021 | 61843040 | 331270840 | 324356819 | 54929019 | 88.82% | 16.93% | 215542240 | 85.52% | 85.52% | 85.52% | 16.93%
5000 | 12000 | 22054 |  | 1043480000 | 1043.48 | 0.20979 | 66496490 | 66.4965 | 40985970 | 40.986 | 24.8556 | 3.9833 | 7282506 | 17478010 | 32121680 |  | 275881100 | 8945797 | 56882196 | 332763296 | 323817499 | 47936399 | 84.27% | 14.8% | 220704880 | 85.72% | 85.72% | 85.72% | 14.8%
16077 | 1000 | 27460 | 35 | 1043508000 | 1043.508 | 0.21077 | 64935230 | 64.9352 | 64551440 | 64.5514 | 17.7341 | 5.4042 | 23416170 | 1456501 | 39995520 | 2986739 | 267081500 | 7433852 | 64868191 | 331949691 | 324515839 | 57434339 | 88.54% | 17.7% | 213665200 | 85.83% | 85.83% | 85.83% | 17.7%
14000 | 15936 | 13405 | 25 | 1043518000 | 1043.518 | 0.21044 | 65236900 | 65.2369 | 60013810 | 60.0138 | 18.677 | 5.1723 | 20391020 | 23210800 | 19524400 | 2127863 | 269159300 | 7942715 | 63126220 | 332285520 | 324342805 | 55183505 | 87.42% | 17.01% | 215327440 | 85.85% | 85.85% | 85.85% | 17.01%
9000 | 6000 | 27460 | 30 | 1043523000 | 1043.523 | 0.21084 | 65479150 | 65.4792 | 56366550 | 56.3665 | 19.6293 | 4.9373 | 13108510 | 8739007 | 39995520 | 2505403 | 269791900 | 7318582 | 61843037 | 331634937 | 324316355 | 54524455 | 88.17% | 16.81% | 215833520 | 85.62% | 85.62% | 85.62% | 16.81%
7000 | 13000 | 22054 | 30 | 1043552000 | 1043.552 | 0.21091 | 65558660 | 65.5587 | 55196470 | 55.1965 | 19.9453 | 4.8657 | 10195510 | 18934520 | 32121680 | 2496199 | 270252000 | 7217810 | 61251710 | 331503710 | 324285900 | 54033900 | 88.22% | 16.66% | 216201600 | 85.56% | 85.56% | 85.56% | 16.66%
11000 | 4000 | 27460 | 25 | 1043593000 | 1043.593 | 0.2106 | 65510520 | 65.5105 | 55964050 | 55.9641 | 19.6919 | 4.9291 | 16021510 | 5826005 | 39995520 | 2101403 | 270156100 | 7723143 | 61843035 | 331999135 | 324275992 | 54119892 | 87.51% | 16.69% | 216124880 | 85.72% | 85.72% | 85.72% | 16.69%
16077 | 6000 | 22054 | 30 | 1043598000 | 1043.598 | 0.21059 | 65045500 | 65.0455 | 62978860 | 62.9789 | 18.0278 | 5.3326 | 23416170 | 8739007 | 32121680 | 2562753 | 267903100 | 7736137 | 64276857 | 332179957 | 324443820 | 56540720 | 87.96% | 17.43% | 214322480 | 85.87% | 85.87% | 85.87% | 17.43%
14000 | 3000 | 27460 | 40 | 1043614000 | 1043.614 | 0.21106 | 64923970 | 64.924 | 64827300 | 64.8273 | 17.6942 | 5.4077 | 20391020 | 4369504 | 39995520 | 3386786 | 266804100 | 7009859 | 64756044 | 331560144 | 324550285 | 57746185 | 89.17% | 17.79% | 213443280 | 85.72% | 85.72% | 85.72% | 17.79%
13000 | 13000 | 22054 | 80 | 1043643000 | 1043.643 | 0.21244 | 63815680 | 63.8157 | 81564970 | 81.565 | 15.0662 | 6.1488 | 18934520 | 18934520 | 32121680 | 6741545 | 260051100 | 4893859 | 69990720 | 330041820 | 325147961 | 65096861 | 93.01% | 20.02% | 208040880 | 85.51% | 85.51% | 85.51% | 20.02%
16077 | 13000 | 13405 | 10 | 1043669000 | 1043.669 | 0.20982 | 65547460 | 65.5475 | 55482300 | 55.4823 | 19.7015 | 4.9456 | 23416170 | 18934520 | 19524400 | 867478.2 | 271243700 | 8964816 | 61875090 | 333118790 | 324153974 | 52910274 | 85.51% | 16.32% | 216994960 | 86.03% | 86.03% | 86.03% | 16.32%
13000 | 2000 | 27460 | 20 | 1043672000 | 1043.672 | 0.21035 | 65542410 | 65.5424 | 55561550 | 55.5615 | 19.754 | 4.9211 | 18934520 | 2913002 | 39995520 | 1695001 | 270522300 | 8130109 | 61843042 | 332365342 | 324235233 | 53712933 | 86.85% | 16.57% | 216417840 | 85.82% | 85.82% | 85.82% | 16.57%
16000 | 1000 | 27460 | 35 | 1043684000 | 1043.684 | 0.21081 | 64955340 | 64.9553 | 64424800 | 64.4248 | 17.7406 | 5.4023 | 23304020 | 1456501 | 39995520 | 2982786 | 267168200 | 7414420 | 64756041 | 331924241 | 324509821 | 57341621 | 88.55% | 17.67% | 213734560 | 85.82% | 85.82% | 85.82% | 17.67%
2000 | 15936 | 22054 | 20 | 1043691000 | 1043.691 | 0.21075 | 66133460 | 66.1335 | 46670380 | 46.6704 | 22.6129 | 4.3401 | 2913002 | 23210800 | 32121680 | 1663177 | 273322800 | 7516111 | 58245482 | 331568282 | 324052171 | 50729371 | 87.1% | 15.65% | 218658240 | 85.45% | 85.45% | 85.45% | 15.65%
3000 | 8000 | 27460 |  | 1043695000 | 1043.695 | 0.20993 | 66666410 | 66.6664 | 38640050 | 38.6401 | 26.0095 | 3.813 | 4369504 | 11652010 | 39995520 |  | 276554800 | 8797591 | 56017034 | 332571834 | 323774243 | 47219443 | 84.29% | 14.58% | 221243840 | 85.63% | 85.63% | 85.63% | 14.58%
14000 | 8000 | 22054 | 35 | 1043704000 | 1043.704 | 0.21088 | 65034260 | 65.0343 | 63254720 | 63.2547 | 17.9863 | 5.3364 | 20391020 | 11652010 | 32121680 | 2963380 | 267625900 | 7312217 | 64164710 | 331790610 | 324478393 | 56852493 | 88.6% | 17.52% | 214100720 | 85.76% | 85.76% | 85.76% | 17.52%
13000 | 14000 | 22054 | 90 | 1043705000 | 1043.705 | 0.21274 | 63533160 | 63.5332 | 85885970 | 85.886 | 14.532 | 6.3202 | 18934520 | 20391020 | 32121680 | 7585508 | 258312700 | 4454581 | 71447220 | 329759920 | 325305339 | 66992639 | 93.77% | 20.59% | 206650160 | 85.49% | 85.49% | 85.49% | 20.59%
13000 | 12000 | 22054 | 70 | 1043708000 | 1043.708 | 0.21214 | 64106610 | 64.1066 | 77243970 | 77.244 | 15.6411 | 5.9727 | 18934520 | 17478010 | 32121680 | 5888330 | 261824600 | 5369097 | 68534210 | 330358810 | 324989713 | 63165113 | 92.17% | 19.44% | 209459680 | 85.54% | 85.54% | 85.54% | 19.44%
14000 | 5000 | 22054 |  | 1043709000 | 1043.709 | 0.20952 | 66003900 | 66.0039 | 48641720 | 48.6417 | 21.7055 | 4.5308 | 20391020 | 7282506 | 32121680 |  | 273620800 | 9452876 | 59795206 | 333416006 | 323963130 | 50342330 | 84.19% | 15.54% | 218896640 | 86.03% | 86.03% | 86.03% | 15.54%
| 12000 | 27460 | 20 | 1043717000 | 1043.717 | 0.21084 | 66286440 | 66.2864 | 44389800 | 44.3898 | 23.5189 | 4.1822 |  | 17478010 | 39995520 | 1660658 | 273924700 | 7384927 | 57473530 | 331398230 | 324013303 | 50088603 | 87.15% | 15.46% | 219139760 | 85.37% | 85.37% | 85.37% | 15.46%
16000 | 6000 | 22054 | 30 | 1043775000 | 1043.775 | 0.21064 | 65065640 | 65.0656 | 62852220 | 62.8522 | 18.0351 | 5.3306 | 23304020 | 8739007 | 32121680 | 2559380 | 267990000 | 7716778 | 64164707 | 332154707 | 324437929 | 56447929 | 87.97% | 17.4% | 214392000 | 85.86% | 85.86% | 85.86% | 17.4%
13000 | 7000 | 22054 | 15 | 1043795000 | 1043.795 | 0.21018 | 65654910 | 65.6549 | 53988970 | 53.989 | 20.1394 | 4.8404 | 18934520 | 10195510 | 32121680 | 1274322 | 271353200 | 8441383 | 61251710 | 332604910 | 324163527 | 52810327 | 86.22% | 16.29% | 217082560 | 85.86% | 85.86% | 85.86% | 16.29%
2000 | 10000 | 27460 | 15 | 1043806000 | 1043.806 | 0.21059 | 66319020 | 66.319 | 43987300 | 43.9873 | 23.6206 | 4.1694 | 2913002 | 14565010 | 39995520 | 1251083 | 274293900 | 7795070 | 57473532 | 331767432 | 323972362 | 49678462 | 86.44% | 15.33% | 219435120 | 85.47% | 85.47% | 85.47% | 15.33%
2000 | 14000 | 27460 | 60 | 1043822000 | 1043.822 | 0.21226 | 65064170 | 65.0642 | 62921300 | 62.9213 | 18.1988 | 5.2459 | 2913002 | 20391020 | 39995520 | 4878752 | 266549200 | 5221882 | 63299542 | 329848742 | 324626860 | 58077660 | 91.75% | 17.89% | 213239360 | 85.19% | 85.19% | 85.19% | 17.89%
7000 | 7000 | 27460 | 25 | 1043837000 | 1043.837 | 0.21081 | 65759880 | 65.7599 | 52448050 | 52.4481 | 20.6696 | 4.7142 | 10195510 | 10195510 | 39995520 | 2081846 | 271289600 | 7474935 | 60386540 | 331676140 | 324201205 | 52911605 | 87.62% | 16.32% | 217031680 | 85.57% | 85.57% | 85.57% | 16.32%
2000 | 15936 | 27460 | 80 | 1043845000 | 1043.845 | 0.21289 | 64496800 | 64.4968 | 71497950 | 71.498 | 16.6123 | 5.6543 | 2913002 | 23210800 | 39995520 | 6425331 | 263063900 | 4260435 | 66119322 | 329183222 | 324922787 | 61858887 | 93.56% | 19.04% | 210451120 | 85.12% | 85.12% | 85.12% | 19.04%
16000 | 13000 | 13405 | 10 | 1043847000 | 1043.847 | 0.20987 | 65567660 | 65.5677 | 55355650 | 55.3556 | 19.7132 | 4.9429 | 23304020 | 18934520 | 19524400 | 865595.4 | 271330800 | 8945592 | 61762940 | 333093740 | 324148148 | 52817348 | 85.52% | 16.29% | 217064640 | 86.02% | 86.02% | 86.02% | 16.29%
5000 | 14000 | 22054 | 25 | 1043867000 | 1043.867 | 0.21088 | 65839480 | 65.8395 | 51277970 | 51.278 | 21.0304 | 4.6392 | 7282506 | 20391020 | 32121680 | 2075832 | 271750000 | 7374163 | 59795206 | 331545206 | 324171043 | 52421043 | 87.67% | 16.17% | 217400000 | 85.51% | 85.51% | 85.51% | 16.17%
16077 |  | 27460 | 25 | 1043872000 | 1043.872 | 0.21048 | 65246030 | 65.246 | 60230440 | 60.2304 | 18.5839 | 5.1957 | 23416170 |  | 39995520 | 2134693 | 268937800 | 7991761 | 63411690 | 332349490 | 324357729 | 55419929 | 87.4% | 17.09% | 215150240 | 85.88% | 85.88% | 85.88% | 17.09%
11000 | 8000 | 27460 | 70 | 1043905000 | 1043.905 | 0.21228 | 64275240 | 64.2752 | 74898050 | 74.898 | 15.987 | 5.8613 | 16021510 | 11652010 | 39995520 | 5822997 | 262492900 | 5222070 | 67669040 | 330161940 | 324939870 | 62446970 | 92.28% | 19.22% | 209994320 | 85.45% | 85.45% | 85.45% | 19.22%
9000 | 5000 | 27460 | 20 | 1043913000 | 1043.913 | 0.21056 | 65791640 | 65.7916 | 52045550 | 52.0455 | 20.7414 | 4.7047 | 13108510 | 7282506 | 39995520 | 1676067 | 271655300 | 7881277 | 60386536 | 332041836 | 324160559 | 52505259 | 86.95% | 16.2% | 217324240 | 85.67% | 85.67% | 85.67% | 16.2%
11000 | 10000 | 27460 | 90 | 1043918000 | 1043.918 | 0.21287 | 63702880 | 63.7029 | 83540050 | 83.54 | 14.8141 | 6.2187 | 16021510 | 14565010 | 39995520 | 7479353 | 258985600 | 4316194 | 70582040 | 329567640 | 325251446 | 66265846 | 93.88% | 20.37% | 207188480 | 85.4% | 85.4% | 85.4% | 20.37%
7000 | 12000 | 22054 | 20 | 1043942000 | 1043.942 | 0.21063 | 65871180 | 65.8712 | 50875470 | 50.8755 | 21.106 | 4.6292 | 10195510 | 17478010 | 32121680 | 1670306 | 272115400 | 7780252 | 59795200 | 331910600 | 324130348 | 52014948 | 86.99% | 16.05% | 217692320 | 85.61% | 85.61% | 85.61% | 16.05%
16077 | 5000 | 22054 | 20 | 1043976000 | 1043.976 | 0.21031 | 65357230 | 65.3572 | 58657860 | 58.6579 | 18.9153 | 5.1198 | 23416170 | 7282506 | 32121680 | 1714184 | 269763300 | 8297596 | 62820356 | 332583656 | 324286060 | 54522760 | 86.79% | 16.81% | 215810640 | 85.92% | 85.92% | 85.92% | 16.81%
14000 | 2000 | 27460 | 30 | 1043980000 | 1043.98 | 0.21077 | 65234840 | 65.2348 | 60506300 | 60.5063 | 18.5392 | 5.2 | 20391020 | 2913002 | 39995520 | 2535953 | 268660700 | 7567932 | 63299542 | 331960242 | 324392310 | 55731610 | 88.04% | 17.18% | 214928560 | 85.77% | 85.77% | 85.77% | 17.18%
3000 | 15936 | 22054 | 30 | 1043989000 | 1043.989 | 0.21117 | 65825230 | 65.8252 | 51615130 | 51.6151 | 20.9492 | 4.6504 | 4369504 | 23210800 | 32121680 | 2479030 | 271458400 | 6953717 | 59701984 | 331160384 | 324206667 | 52748267 | 88.35% | 16.27% | 217166720 | 85.4% | 85.4% | 85.4% | 16.27%
11000 | 3000 | 27460 | 15 | 1044007000 | 1044.007 | 0.21032 | 65824580 | 65.8246 | 51643050 | 51.6431 | 20.8116 | 4.6956 | 16021510 | 4369504 | 39995520 | 1264832 | 272025900 | 8293083 | 60386534 | 332412434 | 324119351 | 52093451 | 86.27% | 16.07% | 217620720 | 85.77% | 85.77% | 85.77% | 16.07%
13000 | 10000 | 22054 | 50 | 1044015000 | 1044.015 | 0.21156 | 64700160 | 64.7002 | 68601970 | 68.602 | 16.9649 | 5.5972 | 18934520 | 14565010 | 32121680 | 4214545 | 265420300 | 6365029 | 65621210 | 331041510 | 324676481 | 59256181 | 90.3% | 18.25% | 212336240 | 85.61% | 85.61% | 85.61% | 18.25%
11000 | 7000 | 27460 | 60 | 1044017000 | 1044.017 | 0.21198 | 64569300 | 64.5693 | 70577050 | 70.577 | 16.6567 | 5.672 | 16021510 | 10195510 | 39995520 | 5001246 | 264279500 | 5707202 | 66212540 | 330492040 | 324784838 | 60505338 | 91.38% | 18.63% | 211423600 | 85.48% | 85.48% | 85.48% | 18.63%
2000 | 13000 | 27460 | 50 | 1044018000 | 1044.018 | 0.21197 | 65363810 | 65.3638 | 58600300 | 58.6003 | 19.1307 | 5.0286 | 2913002 | 18934520 | 39995520 | 4095343 | 268359000 | 5726436 | 61843042 | 330202042 | 324475606 | 56116606 | 90.74% | 17.29% | 214687200 | 85.22% | 85.22% | 85.22% | 17.29%
16077 | 15936 | 13405 | 45 | 1044023000 | 1044.023 | 0.21124 | 64606020 | 64.606 | 70029950 | 70.0299 | 16.6775 | 5.6896 | 23416170 | 23210800 | 19524400 | 3843424 | 265367500 | 6853031 | 66151370 | 331518870 | 324665839 | 59298339 | 89.64% | 18.26% | 212294000 | 85.76% | 85.76% | 85.76% | 18.26%
9000 | 10000 | 22054 | 15 | 1044035000 | 1044.035 | 0.21039 | 65904040 | 65.904 | 50472970 | 50.473 | 21.18 | 4.6196 | 13108510 | 14565010 | 32121680 | 1259408 | 272485800 | 8191720 | 59795200 | 332281000 | 324089280 | 51603480 | 86.3% | 15.92% | 217988640 | 85.71% | 85.71% | 85.71% | 15.92%
9000 | 14000 | 22054 | 60 | 1044041000 | 1044.041 | 0.21205 | 64648510 | 64.6485 | 69406970 | 69.407 | 16.8657 | 5.6105 | 13108510 | 20391020 | 32121680 | 4971272 | 264738300 | 5607251 | 65621210 | 330359510 | 324752259 | 60013959 | 91.46% | 18.48% | 211790640 | 85.42% | 85.42% | 85.42% | 18.48%
16000 |  | 27460 | 25 | 1044050000 | 1044.05 | 0.21053 | 65266200 | 65.2662 | 60103800 | 60.1038 | 18.5925 | 5.1934 | 23304020 |  | 39995520 | 2131953 | 269024800 | 7972493 | 63299540 | 332324340 | 324351847 | 55327047 | 87.41% | 17.06% | 215219840 | 85.87% | 85.87% | 85.87% | 17.06%
9000 | 15936 | 22054 | 80 | 1044056000 | 1044.056 | 0.21269 | 64080620 | 64.0806 | 77983620 | 77.9836 | 15.5397 | 5.9886 | 13108510 | 23210800 | 32121680 | 6597339 | 261250800 | 4635696 | 68440990 | 329691790 | 325056094 | 63805294 | 93.23% | 19.63% | 209000640 | 85.35% | 85.35% | 85.35% | 19.63%
11000 | 15936 | 13405 |  | 1044069000 | 1044.069 | 0.20971 | 66147980 | 66.148 | 46829560 | 46.8296 | 22.3008 | 4.4168 | 16021510 | 23210800 | 19524400 |  | 274424700 | 9270172 | 58756710 | 333181410 | 323911238 | 49486538 | 84.22% | 15.28% | 219539760 | 85.92% | 85.92% | 85.92% | 15.28%
14000 | 7000 | 22054 | 25 | 1044074000 | 1044.074 | 0.2106 | 65345440 | 65.3454 | 58933720 | 58.9337 | 18.8698 | 5.1243 | 20391020 | 10195510 | 32121680 | 2118577 | 269483700 | 7870994 | 62708210 | 332191910 | 324320916 | 54837216 | 87.45% | 16.91% | 215586960 | 85.81% | 85.81% | 85.81% | 16.91%
7000 | 12000 | 27460 | 80 | 1044076000 | 1044.076 | 0.21278 | 64233220 | 64.2332 | 75703050 | 75.7031 | 15.8875 | 5.8761 | 10195510 | 17478010 | 39995520 | 6535181 | 261851100 | 4508898 | 67669040 | 329520140 | 325011242 | 63160142 | 93.34% | 19.43% | 209480880 | 85.27% | 85.27% | 85.27% | 19.43%
3000 | 10000 | 27460 | 25 | 1044084000 | 1044.084 | 0.21102 | 66009470 | 66.0095 | 48932050 | 48.932 | 21.7808 | 4.4903 | 4369504 | 14565010 | 39995520 | 2070566 | 272424000 | 7226834 | 58930034 | 331354034 | 324127200 | 51703200 | 87.74% | 15.95% | 217939200 | 85.42% | 85.42% | 85.42% | 15.95%
13000 | 1000 | 27460 | 10 | 1044117000 | 1044.117 | 0.21007 | 65858540 | 65.8585 | 51240550 | 51.2405 | 20.8805 | 4.6868 | 18934520 | 1456501 | 39995520 | 848831.8 | 272400800 | 8709660 | 60386541 | 332787341 | 324077681 | 51676881 | 85.58% | 15.95% | 217920640 | 85.88% | 85.88% | 85.88% | 15.95%
16077 | 5000 | 27460 | 80 | 1044144000 | 1044.144 | 0.21246 | 63721520 | 63.7215 | 83485450 | 83.4855 | 14.7629 | 6.2546 | 23416170 | 7282506 | 39995520 | 6815631 | 259508300 | 5011929 | 70694196 | 330202496 | 325190567 | 65682267 | 92.91% | 20.2% | 207606640 | 85.58% | 85.58% | 85.58% | 20.2%
11000 | 8000 | 22054 | 10 | 1044145000 | 1044.145 | 0.21014 | 65938000 | 65.938 | 50070470 | 50.0705 | 21.2526 | 4.6103 | 16021510 | 11652010 | 32121680 | 843407.8 | 272860700 | 8608297 | 59795200 | 332655900 | 324047603 | 51186903 | 85.6% | 15.8% | 218288560 | 85.82% | 85.82% | 85.82% | 15.8%
16000 | 5000 | 22054 | 20 | 1044154000 | 1044.154 | 0.21036 | 65377420 | 65.3774 | 58531220 | 58.5312 | 18.9248 | 5.1174 | 23304020 | 7282506 | 32121680 | 1711805 | 269850300 | 8278330 | 62708206 | 332558506 | 324280176 | 54429876 | 86.8% | 16.78% | 215880240 | 85.91% | 85.91% | 85.91% | 16.78%
5000 | 8000 | 27460 | 20 | 1044158000 | 1044.158 | 0.21077 | 66041100 | 66.0411 | 48529550 | 48.5296 | 21.8647 | 4.4792 | 7282506 | 11652010 | 39995520 | 1665410 | 272789200 | 7632552 | 58930036 | 331719236 | 324086684 | 51297484 | 87.05% | 15.83% | 218231360 | 85.52% | 85.52% | 85.52% | 15.83%
7000 | 13000 | 27460 | 90 | 1044174000 | 1044.174 | 0.21307 | 63953120 | 63.9531 | 80024050 | 80.0241 | 15.2726 | 6.0603 | 10195510 | 18934520 | 39995520 | 7320440 | 260122700 | 4085554 | 69125550 | 329248250 | 325162696 | 65039996 | 94.09% | 20% | 208098160 | 85.26% | 85.26% | 85.26% | 20%
16077 | 12000 | 13405 |  | 1044182000 | 1044.182 | 0.20954 | 65868140 | 65.8681 | 51161300 | 51.1613 | 20.8121 | 4.7126 | 23416170 | 17478010 | 19524400 |  | 273141200 | 9565481 | 60418580 | 333559780 | 323994299 | 50853099 | 84.17% | 15.7% | 218512960 | 86.09% | 86.09% | 86.09% | 15.7%
16077 | 6000 | 27460 | 90 | 1044196000 | 1044.196 | 0.21276 | 63438360 | 63.4384 | 87806450 | 87.8064 | 14.2539 | 6.4222 | 23416170 | 8739007 | 39995520 | 7678350 | 257767200 | 4568072 | 72150697 | 329917897 | 325349825 | 67582625 | 93.67% | 20.77% | 206213760 | 85.56% | 85.56% | 85.56% | 20.77%
16000 | 15936 | 13405 | 45 | 1044199000 | 1044.199 | 0.21129 | 64626050 | 64.6261 | 69903300 | 69.9033 | 16.6818 | 5.6883 | 23304020 | 23210800 | 19524400 | 3838213 | 265453900 | 6833421 | 66039220 | 331493120 | 324659699 | 59205799 | 89.65% | 18.24% | 212363120 | 85.75% | 85.75% | 85.75% | 18.24%
16077 | 4000 | 27460 | 70 | 1044210000 | 1044.21 | 0.21216 | 64012530 | 64.0125 | 79164450 | 79.1645 | 15.3099 | 6.0824 | 23416170 | 5826005 | 39995520 | 5948049 | 261282100 | 5488919 | 69237695 | 330519795 | 325030876 | 63748776 | 92.07% | 19.61% | 209025680 | 85.61% | 85.61% | 85.61% | 19.61%
11000 | 6000 | 27460 | 50 | 1044216000 | 1044.216 | 0.21169 | 64869140 | 64.8691 | 66256050 | 66.2561 | 17.3949 | 5.4749 | 16021510 | 8739007 | 39995520 | 4179059 | 266090100 | 6216487 | 64756037 | 330846137 | 324629650 | 58539550 | 90.4% | 18.03% | 212872080 | 85.52% | 85.52% | 85.52% | 18.03%
9000 | 13000 | 22054 | 50 | 1044242000 | 1044.242 | 0.21176 | 64948470 | 64.9485 | 65085970 | 65.086 | 17.6287 | 5.4105 | 13108510 | 18934520 | 32121680 | 4157786 | 266549400 | 6116153 | 64164710 | 330714110 | 324597957 | 58048557 | 90.47% | 17.88% | 213239520 | 85.46% | 85.46% | 85.46% | 17.88%
7000 | 6000 | 27460 | 15 | 1044249000 | 1044.249 | 0.21052 | 66073850 | 66.0738 | 48127050 | 48.127 | 21.947 | 4.4685 | 10195510 | 8739007 | 39995520 | 1255005 | 273159000 | 8043527 | 58930037 | 332089037 | 324045510 | 50886510 | 86.35% | 15.7% | 218527200 | 85.62% | 85.62% | 85.62% | 15.7%
13000 | 4000 | 27460 | 45 | 1044252000 | 1044.252 | 0.21145 | 64898190 | 64.8982 | 65853550 | 65.8535 | 17.4431 | 5.4689 | 18934520 | 5826005 | 39995520 | 3785806 | 266444500 | 6610286 | 64756045 | 331200545 | 324590259 | 58145759 | 89.79% | 17.91% | 213155600 | 85.62% | 85.62% | 85.62% | 17.91%
7000 | 10000 | 27460 | 60 | 1044253000 | 1044.253 | 0.21219 | 64818220 | 64.8182 | 67061050 | 67.061 | 17.2876 | 5.4899 | 10195510 | 14565010 | 39995520 | 4932400 | 265411200 | 5462100 | 64756040 | 330167240 | 324705140 | 59293940 | 91.57% | 18.26% | 212328960 | 85.33% | 85.33% | 85.33% | 18.26%
5000 | 13000 | 22054 | 15 | 1044280000 | 1044.28 | 0.2106 | 66153510 | 66.1535 | 46956970 | 46.957 | 22.3683 | 4.3895 | 7282506 | 18934520 | 32121680 | 1253413 | 273619700 | 7942589 | 58338706 | 331958406 | 324015817 | 50396117 | 86.39% | 15.55% | 218895760 | 85.56% | 85.56% | 85.56% | 15.55%
| 14000 | 27460 | 45 | 1044288000 | 1044.288 | 0.21193 | 65641660 | 65.6417 | 54681800 | 54.6818 | 20.1103 | 4.8113 |  | 20391020 | 39995520 | 3685120 | 269844600 | 5869435 | 60386540 | 330231140 | 324361705 | 54517105 | 90.28% | 16.81% | 215875680 | 85.17% | 85.17% | 85.17% | 16.81%
16077 | 3000 | 27460 | 60 | 1044313000 | 1044.313 | 0.21187 | 64305940 | 64.3059 | 74843450 | 74.8435 | 15.9095 | 5.9022 | 23416170 | 4369504 | 39995520 | 5098868 | 263066000 | 5974124 | 67781194 | 330847194 | 324873070 | 61807070 | 91.19% | 19.02% | 210452800 | 85.64% | 85.64% | 85.64% | 19.02%
16000 | 5000 | 27460 | 80 | 1044320000 | 1044.32 | 0.21251 | 63741580 | 63.7416 | 83358800 | 83.3588 | 14.7635 | 6.2542 | 23304020 | 7282506 | 39995520 | 6803405 | 259594800 | 4993081 | 70582046 | 330176846 | 325183765 | 65588965 | 92.93% | 20.17% | 207675840 | 85.57% | 85.57% | 85.57% | 20.17%
2000 | 12000 | 27460 | 40 | 1044324000 | 1044.324 | 0.21169 | 65670740 | 65.6707 | 54279300 | 54.2793 | 20.1822 | 4.8014 | 2913002 | 17478010 | 39995520 | 3291752 | 270199100 | 6263350 | 60386532 | 330585632 | 324322282 | 54123182 | 89.63% | 16.69% | 216159280 | 85.27% | 85.27% | 85.27% | 16.69%
14000 | 12000 | 22054 | 80 | 1044335000 | 1044.335 | 0.21258 | 63820200 | 63.8202 | 82188720 | 82.1887 | 14.9176 | 6.1997 | 20391020 | 17478010 | 32121680 | 6741545 | 260051100 | 4893859 | 69990710 | 330041810 | 325147951 | 65096851 | 93.01% | 20.02% | 208040880 | 85.51% | 85.51% | 85.51% | 20.02%
16000 | 12000 | 13405 |  | 1044357000 | 1044.357 | 0.20959 | 65888130 | 65.8881 | 51034650 | 51.0346 | 20.8279 | 4.7092 | 23304020 | 17478010 | 19524400 |  | 273227400 | 9545143 | 60306430 | 333533830 | 323988687 | 50761287 | 84.17% | 15.67% | 218581920 | 86.08% | 86.08% | 86.08% | 15.67%
9000 | 4000 | 27460 | 10 | 1044359000 | 1044.359 | 0.21028 | 66107820 | 66.1078 | 47724550 | 47.7246 | 22.0279 | 4.4582 | 13108510 | 5826005 | 39995520 | 839005.3 | 273534000 | 8460104 | 58930035 | 332464035 | 324003931 | 50469931 | 85.64% | 15.58% | 218827200 | 85.73% | 85.73% | 85.73% | 15.58%
14000 | 1000 | 27460 | 20 | 1044364000 | 1044.364 | 0.21049 | 65546920 | 65.5469 | 56185300 | 56.1853 | 19.4984 | 4.98 | 20391020 | 1456501 | 39995520 | 1695001 | 270522300 | 8130109 | 61843041 | 332365341 | 324235232 | 53712932 | 86.85% | 16.57% | 216417840 | 85.82% | 85.82% | 85.82% | 16.57%
16077 | 7000 | 27460 | 100 | 1044368000 | 1044.368 | 0.21306 | 63163150 | 63.1632 | 92127450 | 92.1274 | 13.7778 | 6.5857 | 23416170 | 10195510 | 39995520 | 8530539 | 256059200 | 4158422 | 73607200 | 329666400 | 325507978 | 69448778 | 94.35% | 21.34% | 204847360 | 85.54% | 85.54% | 85.54% | 21.34%
3000 | 14000 | 27460 | 70 | 1044372000 | 1044.372 | 0.21269 | 64772680 | 64.7727 | 67866050 | 67.8661 | 17.1733 | 5.507 | 4369504 | 20391020 | 39995520 | 5660857 | 264754600 | 4732632 | 64756044 | 329510644 | 324778012 | 60023412 | 92.69% | 18.48% | 211803680 | 85.15% | 85.15% | 85.15% | 18.48%
16000 | 6000 | 27460 | 90 | 1044373000 | 1044.373 | 0.21281 | 63458510 | 63.4585 | 87679800 | 87.6798 | 14.2537 | 6.422 | 23304020 | 8739007 | 39995520 | 7663306 | 257854100 | 4549943 | 72038547 | 329892647 | 325342704 | 67488604 | 93.68% | 20.74% | 206283280 | 85.55% | 85.55% | 85.55% | 20.74%
7000 | 14000 | 27460 | 100 | 1044379000 | 1044.379 | 0.21337 | 63680090 | 63.6801 | 84345050 | 84.3451 | 14.7048 | 6.239 | 10195510 | 20391020 | 39995520 | 8102661 | 258423800 | 3692021 | 70582050 | 329005850 | 325313829 | 66890029 | 94.77% | 20.56% | 206739040 | 85.25% | 85.25% | 85.25% | 20.56%
16000 | 4000 | 27460 | 70 | 1044386000 | 1044.386 | 0.21221 | 64032570 | 64.0326 | 79037800 | 79.0378 | 15.3115 | 6.0816 | 23304020 | 5826005 | 39995520 | 5938095 | 261368500 | 5469817 | 69125545 | 330494045 | 325024228 | 63655728 | 92.09% | 19.58% | 209094800 | 85.6% | 85.6% | 85.6% | 19.58%
14000 | 13000 | 22054 | 90 | 1044397000 | 1044.397 | 0.21288 | 63537680 | 63.5377 | 86509720 | 86.5097 | 14.3935 | 6.37 | 20391020 | 18934520 | 32121680 | 7585508 | 258312700 | 4454581 | 71447220 | 329759920 | 325305339 | 66992639 | 93.77% | 20.59% | 206650160 | 85.49% | 85.49% | 85.49% | 20.59%
16077 | 4000 | 22054 | 10 | 1044418000 | 1044.418 | 0.21003 | 65673170 | 65.6732 | 54336860 | 54.3369 | 19.9211 | 4.8954 | 23416170 | 5826005 | 32121680 | 859748.4 | 271641000 | 8877184 | 61363855 | 333004855 | 324127671 | 52486671 | 85.53% | 16.19% | 217312800 | 85.98% | 85.98% | 85.98% | 16.19%
2000 | 14000 | 22054 |  | 1044420000 | 1044.42 | 0.21014 | 66750700 | 66.7507 | 38093720 | 38.0937 | 26.1774 | 3.7894 | 2913002 | 20391020 | 32121680 |  | 277016000 | 8697004 | 55425702 | 332441702 | 323744698 | 46728698 | 84.31% | 14.43% | 221612800 | 85.57% | 85.57% | 85.57% | 14.43%
9000 | 7000 | 27460 | 45 | 1044482000 | 1044.482 | 0.21165 | 65146680 | 65.1467 | 62337550 | 62.3376 | 18.1588 | 5.2765 | 13108510 | 10195510 | 39995520 | 3741269 | 267574400 | 6360944 | 63299540 | 330873940 | 324512996 | 56938596 | 89.95% | 17.55% | 214059520 | 85.47% | 85.47% | 85.47% | 17.55%
14000 | 6000 | 22054 | 15 | 1044487000 | 1044.487 | 0.21032 | 65659420 | 65.6594 | 54612720 | 54.6127 | 19.8732 | 4.9 | 20391020 | 8739007 | 32121680 | 1274322 | 271353200 | 8441383 | 61251707 | 332604907 | 324163524 | 52810324 | 86.22% | 16.29% | 217082560 | 85.86% | 85.86% | 85.86% | 16.29%
16000 | 3000 | 27460 | 60 | 1044489000 | 1044.489 | 0.21192 | 64326020 | 64.326 | 74716800 | 74.7168 | 15.9121 | 5.9012 | 23304020 | 4369504 | 39995520 | 5091152 | 263152500 | 5954931 | 67669044 | 330821544 | 324866613 | 61714113 | 91.2% | 19% | 210522000 | 85.63% | 85.63% | 85.63% | 19%
14000 | 10000 | 22054 | 60 | 1044506000 | 1044.506 | 0.21199 | 64404790 | 64.4048 | 73546720 | 73.5467 | 16.0993 | 5.8419 | 20391020 | 14565010 | 32121680 | 5052217 | 263609500 | 5854041 | 67077710 | 330687210 | 324833169 | 61223669 | 91.27% | 18.85% | 210887600 | 85.57% | 85.57% | 85.57% | 18.85%
7000 | 14000 | 22054 | 45 | 1044509000 | 1044.509 | 0.21172 | 65226070 | 65.2261 | 61167470 | 61.1675 | 18.4202 | 5.2094 | 10195510 | 20391020 | 32121680 | 3727200 | 268034000 | 6260138 | 62708210 | 330742210 | 324482072 | 56448072 | 90.02% | 17.4% | 214427200 | 85.41% | 85.41% | 85.41% | 17.4%
3000 | 13000 | 27460 | 60 | 1044513000 | 1044.513 | 0.2124 | 65068680 | 65.0687 | 63545050 | 63.5451 | 17.9825 | 5.3016 | 4369504 | 18934520 | 39995520 | 4878752 | 266549200 | 5221882 | 63299544 | 329848744 | 324626862 | 58077662 | 91.75% | 17.89% | 213239360 | 85.19% | 85.19% | 85.19% | 17.89%
16077 | 2000 | 27460 | 50 | 1044514000 | 1044.514 | 0.21158 | 64605900 | 64.6059 | 70522450 | 70.5225 | 16.5641 | 5.7153 | 23416170 | 2913002 | 39995520 | 4247799 | 264877100 | 6486788 | 66324692 | 331201792 | 324715004 | 59837904 | 90.22% | 18.43% | 211901680 | 85.68% | 85.68% | 85.68% | 18.43%
13000 | 15936 | 13405 | 20 | 1044525000 | 1044.525 | 0.21054 | 65522200 | 65.5222 | 56719060 | 56.7191 | 19.3378 | 5.0177 | 18934520 | 23210800 | 19524400 | 1692030 | 270657100 | 8100498 | 61669720 | 332326820 | 324226322 | 53569222 | 86.86% | 16.52% | 216525680 | 85.8% | 85.8% | 85.8% | 16.52%
11000 | 5000 | 27460 | 40 | 1044530000 | 1044.53 | 0.21141 | 65176600 | 65.1766 | 61935050 | 61.935 | 18.2117 | 5.2698 | 16021510 | 7282506 | 39995520 | 3343954 | 267932500 | 6758810 | 63299536 | 331232036 | 324473226 | 56540726 | 89.32% | 17.43% | 214346000 | 85.57% | 85.57% | 85.57% | 17.43%
16077 | 14000 | 13405 | 25 | 1044532000 | 1044.532 | 0.21062 | 65208690 | 65.2087 | 61453300 | 61.4533 | 18.2255 | 5.2875 | 23416170 | 20391020 | 19524400 | 2132731 | 268999900 | 7977998 | 63331590 | 332331490 | 324353492 | 55353592 | 87.4% | 17.07% | 215199920 | 85.87% | 85.87% | 85.87% | 17.07%
16000 | 7000 | 27460 | 100 | 1044545000 | 1044.545 | 0.21311 | 63183310 | 63.1833 | 92000800 | 92.0008 | 13.7769 | 6.5858 | 23304020 | 10195510 | 39995520 | 8513398 | 256146100 | 4140546 | 73495050 | 329641150 | 325500604 | 69354504 | 94.37% | 21.31% | 204916880 | 85.53% | 85.53% | 85.53% | 21.31%
9000 | 12000 | 22054 | 40 | 1044556000 | 1044.556 | 0.21148 | 65255900 | 65.2559 | 60764970 | 60.765 | 18.4755 | 5.2022 | 13108510 | 17478010 | 32121680 | 3330305 | 268391600 | 6657584 | 62708200 | 331099800 | 324442216 | 56050616 | 89.38% | 17.28% | 214713280 | 85.51% | 85.51% | 85.51% | 17.28%
16077 | 7000 | 22054 | 45 | 1044571000 | 1044.571 | 0.2114 | 64714000 | 64.714 | 68949860 | 68.9499 | 16.8151 | 5.6485 | 23416170 | 10195510 | 32121680 | 3824543 | 265689600 | 6779953 | 65733360 | 331422960 | 324643007 | 58953407 | 89.69% | 18.16% | 212551680 | 85.72% | 85.72% | 85.72% | 18.16%
14000 | 14000 | 22054 | 100 | 1044573000 | 1044.573 | 0.21318 | 63262760 | 63.2628 | 90830720 | 90.8307 | 13.9045 | 6.5359 | 20391020 | 20391020 | 32121680 | 8424053 | 256606000 | 4047542 | 72903720 | 329509720 | 325462178 | 68856178 | 94.45% | 21.16% | 205284800 | 85.47% | 85.47% | 85.47% | 21.16%
16000 | 4000 | 22054 | 10 | 1044597000 | 1044.597 | 0.21007 | 65693390 | 65.6934 | 54210220 | 54.2102 | 19.9335 | 4.8925 | 23304020 | 5826005 | 32121680 | 858322.2 | 271728200 | 8857960 | 61251705 | 332979905 | 324121945 | 52393745 | 85.54% | 16.16% | 217382560 | 85.97% | 85.97% | 85.97% | 16.16%
13000 |  | 27460 |  | 1044601000 | 1044.601 | 0.20979 | 66177260 | 66.1773 | 46919550 | 46.9196 | 22.1891 | 4.4377 | 18934520 |  | 39995520 |  | 274290100 | 9300274 | 58930040 | 333220140 | 323919866 | 49629766 | 84.22% | 15.32% | 219432080 | 85.94% | 85.94% | 85.94% | 15.32%
13000 | 3000 | 27460 | 35 | 1044601000 | 1044.601 | 0.21116 | 65207980 | 65.208 | 61532550 | 61.5326 | 18.2626 | 5.2636 | 18934520 | 4369504 | 39995520 | 2939953 | 268296600 | 7163371 | 63299544 | 331596144 | 324432773 | 56136173 | 88.68% | 17.3% | 214637280 | 85.67% | 85.67% | 85.67% | 17.3%
5000 | 7000 | 27460 | 10 | 1044607000 | 1044.607 | 0.21049 | 66357500 | 66.3575 | 44208550 | 44.2086 | 23.3483 | 4.2198 | 7282506 | 10195510 | 39995520 | 835083 | 274668800 | 8211648 | 57473536 | 332142336 | 323930688 | 49261888 | 85.71% | 15.21% | 219735040 | 85.58% | 85.58% | 85.58% | 15.21%
11000 | 10000 | 22054 | 35 | 1044625000 | 1044.625 | 0.21123 | 65287220 | 65.2872 | 60362470 | 60.3625 | 18.5286 | 5.1956 | 16021510 | 14565010 | 32121680 | 2926577 | 268755500 | 7061873 | 62708200 | 331463700 | 324401827 | 55646327 | 88.74% | 17.15% | 215004400 | 85.61% | 85.61% | 85.61% | 17.15%
11000 | 7000 | 22054 |  | 1044626000 | 1044.626 | 0.20986 | 66256580 | 66.2566 | 45749470 | 45.7495 | 22.6254 | 4.3568 | 16021510 | 10195510 | 32121680 |  | 274749300 | 9197741 | 58338700 | 333088000 | 323890259 | 49140959 | 84.23% | 15.17% | 219799440 | 85.87% | 85.87% | 85.87% | 15.17%
| 13000 | 27460 | 35 | 1044634000 | 1044.634 | 0.21165 | 65951240 | 65.9512 | 50360800 | 50.3608 | 21.3084 | 4.5723 |  | 18934520 | 39995520 | 2878566 | 271695800 | 6417713 | 58930040 | 330625840 | 324208127 | 52512327 | 89.11% | 16.2% | 217356640 | 85.22% | 85.22% | 85.22% | 16.2%
3000 | 14000 | 22054 | 10 | 1044638000 | 1044.638 | 0.21056 | 66437190 | 66.4372 | 43038470 | 43.0385 | 23.8418 | 4.1368 | 4369504 | 20391020 | 32121680 | 833821.3 | 275129600 | 8110818 | 56882204 | 332011804 | 323900986 | 48771386 | 85.74% | 15.06% | 220103680 | 85.52% | 85.52% | 85.52% | 15.06%
3000 | 15936 | 27460 | 90 | 1044638000 | 1044.638 | 0.21333 | 64221450 | 64.2215 | 76442700 | 76.4427 | 15.7612 | 5.8993 | 4369504 | 23210800 | 39995520 | 7179715 | 261336500 | 3841206 | 67575824 | 328912324 | 325071118 | 63734618 | 94.32% | 19.61% | 209069200 | 85.1% | 85.1% | 85.1% | 19.61%
| 10000 | 27460 |  | 1044640000 | 1044.64 | 0.21028 | 66920880 | 66.9209 | 35747800 | 35.7478 | 27.5044 | 3.6121 |  | 14565010 | 39995520 |  | 277690800 | 8549895 | 54560530 | 332251330 | 323701435 | 46010635 | 84.33% | 14.21% | 222152640 | 85.48% | 85.48% | 85.48% | 14.21%
5000 | 15936 | 22054 | 50 | 1044682000 | 1044.682 | 0.21202 | 65215210 | 65.2152 | 61504620 | 61.5046 | 18.3545 | 5.2192 | 7282506 | 23210800 | 32121680 | 4113388 | 267756500 | 5855495 | 62614986 | 330371486 | 324515991 | 56759491 | 90.65% | 17.49% | 214205200 | 85.3% | 85.3% | 85.3% | 17.49%
16000 | 2000 | 27460 | 50 | 1044690000 | 1044.69 | 0.21163 | 64625960 | 64.626 | 70395800 | 70.3958 | 16.5681 | 5.714 | 23304020 | 2913002 | 39995520 | 4242205 | 264963600 | 6467297 | 66212542 | 331176142 | 324708845 | 59745245 | 90.23% | 18.4% | 211970880 | 85.67% | 85.67% | 85.67% | 18.4%
13000 | 8000 | 22054 | 30 | 1044696000 | 1044.696 | 0.21098 | 65318580 | 65.3186 | 59959970 | 59.96 | 18.582 | 5.189 | 18934520 | 11652010 | 32121680 | 2522577 | 269119600 | 7466434 | 62708210 | 331827810 | 324361376 | 55241776 | 88.09% | 17.03% | 215295680 | 85.71% | 85.71% | 85.71% | 17.03%
3000 | 12000 | 27460 | 50 | 1044710000 | 1044.71 | 0.21211 | 65368320 | 65.3683 | 59224050 | 59.224 | 18.8911 | 5.0858 | 4369504 | 17478010 | 39995520 | 4095343 | 268359000 | 5726436 | 61843034 | 330202034 | 324475598 | 56116598 | 90.74% | 17.29% | 214687200 | 85.22% | 85.22% | 85.22% | 17.29%
16000 | 14000 | 13405 | 25 | 1044710000 | 1044.71 | 0.21067 | 65228860 | 65.2289 | 61326650 | 61.3267 | 18.2332 | 5.2854 | 23304020 | 20391020 | 19524400 | 2130040 | 269086900 | 7958730 | 63219440 | 332306340 | 324347610 | 55260710 | 87.41% | 17.04% | 215269520 | 85.86% | 85.86% | 85.86% | 17.04%
5000 | 10000 | 27460 | 45 | 1044725000 | 1044.725 | 0.21186 | 65396030 | 65.396 | 58821550 | 58.8216 | 18.9543 | 5.0769 | 7282506 | 14565010 | 39995520 | 3708284 | 268707800 | 6114031 | 61843036 | 330550836 | 324436805 | 55729005 | 90.11% | 17.18% | 214966240 | 85.32% | 85.32% | 85.32% | 17.18%
16000 | 7000 | 22054 | 45 | 1044747000 | 1044.747 | 0.21145 | 64734060 | 64.7341 | 68823220 | 68.8232 | 16.8197 | 5.647 | 23304020 | 10195510 | 32121680 | 3819731 | 265776100 | 6760391 | 65621210 | 331397310 | 324636919 | 58860819 | 89.7% | 18.13% | 212620880 | 85.71% | 85.71% | 85.71% | 18.13%
7000 | 8000 | 27460 | 40 | 1044768000 | 1044.768 | 0.21162 | 65425600 | 65.4256 | 58419050 | 58.419 | 19.0147 | 5.0688 | 10195510 | 11652010 | 39995520 | 3312598 | 269064400 | 6510267 | 61843040 | 330907440 | 324397173 | 55332773 | 89.47% | 17.06% | 215251520 | 85.42% | 85.42% | 85.42% | 17.06%
14000 |  | 27460 | 10 | 1044809000 | 1044.809 | 0.21021 | 65863050 | 65.8631 | 51864300 | 51.8643 | 20.5932 | 4.7474 | 20391020 |  | 39995520 | 848831.8 | 272400800 | 8709660 | 60386540 | 332787340 | 324077680 | 51676880 | 85.58% | 15.95% | 217920640 | 85.88% | 85.88% | 85.88% | 15.95%
16077 | 1000 | 27460 | 40 | 1044821000 | 1044.821 | 0.21129 | 64912880 | 64.9129 | 66201440 | 66.2014 | 17.2832 | 5.521 | 23416170 | 1456501 | 39995520 | 3390739 | 266717400 | 7029292 | 64868191 | 331585591 | 324556299 | 57838899 | 89.16% | 17.82% | 213373920 | 85.73% | 85.73% | 85.73% | 17.82%
14000 | 15936 | 13405 | 30 | 1044831000 | 1044.831 | 0.21097 | 65214560 | 65.2146 | 61663810 | 61.6638 | 18.1747 | 5.2935 | 20391020 | 23210800 | 19524400 | 2531863 | 268795100 | 7538154 | 63126220 | 331921320 | 324383166 | 55588066 | 88.06% | 17.14% | 215036080 | 85.75% | 85.75% | 85.75% | 17.14%
9000 | 6000 | 27460 | 35 | 1044836000 | 1044.836 | 0.21137 | 65456800 | 65.4568 | 58016550 | 58.0166 | 19.0727 | 5.0614 | 13108510 | 8739007 | 39995520 | 2909403 | 269427800 | 6914021 | 61843037 | 331270837 | 324356816 | 54929016 | 88.82% | 16.93% | 215542240 | 85.52% | 85.52% | 85.52% | 16.93%
9000 | 3000 | 27460 |  | 1044836000 | 1044.836 | 0.21 | 66426100 | 66.4261 | 43403550 | 43.4036 | 23.5426 | 4.1955 | 13108510 | 4369504 | 39995520 |  | 275421400 | 9047889 | 57473534 | 332894934 | 323847045 | 48425645 | 84.26% | 14.95% | 220337120 | 85.78% | 85.78% | 85.78% | 14.95%
7000 | 10000 | 22054 |  | 1044863000 | 1044.863 | 0.21007 | 66505520 | 66.5055 | 42233470 | 42.2335 | 24.0491 | 4.1111 | 10195510 | 14565010 | 32121680 |  | 275881100 | 8945797 | 56882200 | 332763300 | 323817503 | 47936403 | 84.27% | 14.8% | 220704880 | 85.72% | 85.72% | 85.72% | 14.8%
7000 | 13000 | 22054 | 35 | 1044865000 | 1044.865 | 0.21144 | 65536320 | 65.5363 | 56846470 | 56.8465 | 19.3697 | 4.9908 | 10195510 | 18934520 | 32121680 | 2900199 | 269887900 | 6813249 | 61251710 | 331139610 | 324326361 | 54438461 | 88.88% | 16.79% | 215910320 | 85.46% | 85.46% | 85.46% | 16.79%
11000 | 4000 | 27460 | 30 | 1044907000 | 1044.907 | 0.21112 | 65488170 | 65.4882 | 57614050 | 57.614 | 19.1309 | 5.0539 | 16021510 | 5826005 | 39995520 | 2505403 | 269791900 | 7318582 | 61843035 | 331634935 | 324316353 | 54524453 | 88.17% | 16.81% | 215833520 | 85.62% | 85.62% | 85.62% | 16.81%
16077 | 6000 | 22054 | 35 | 1044911000 | 1044.911 | 0.21111 | 65023150 | 65.0232 | 64628860 | 64.6289 | 17.5609 | 5.451 | 23416170 | 8739007 | 32121680 | 2966753 | 267539000 | 7331576 | 64276857 | 331815857 | 324484281 | 56945281 | 88.59% | 17.55% | 214031200 | 85.77% | 85.77% | 85.77% | 17.55%
16077 | 3000 | 22054 |  | 1044917000 | 1044.917 | 0.20975 | 65992890 | 65.9929 | 50015860 | 50.0159 | 21.0754 | 4.6576 | 23416170 | 4369504 | 32121680 |  | 273534400 | 9473028 | 59907354 | 333441754 | 323968726 | 50434326 | 84.19% | 15.57% | 218827520 | 86.04% | 86.04% | 86.04% | 15.57%
16077 | 13000 | 13405 | 15 | 1044943000 | 1044.943 | 0.21034 | 65522510 | 65.5225 | 57132300 | 57.1323 | 19.1436 | 5.0707 | 23416170 | 18934520 | 19524400 | 1283478 | 270868800 | 8548238 | 61875090 | 332743890 | 324195652 | 53326852 | 86.18% | 16.45% | 216695040 | 85.93% | 85.93% | 85.93% | 16.45%
14000 | 3000 | 27460 | 45 | 1044943000 | 1044.943 | 0.21159 | 64902700 | 64.9027 | 66477300 | 66.4773 | 17.2434 | 5.5245 | 20391020 | 4369504 | 39995520 | 3785806 | 266444500 | 6610286 | 64756044 | 331200544 | 324590258 | 58145758 | 89.79% | 17.91% | 213155600 | 85.62% | 85.62% | 85.62% | 17.91%
13000 | 2000 | 27460 | 25 | 1044977000 | 1044.977 | 0.21088 | 65519540 | 65.5195 | 57211550 | 57.2116 | 19.1896 | 5.0464 | 18934520 | 2913002 | 39995520 | 2101403 | 270156100 | 7723143 | 61843042 | 331999142 | 324275999 | 54119899 | 87.51% | 16.69% | 216124880 | 85.72% | 85.72% | 85.72% | 16.69%
16000 | 1000 | 27460 | 40 | 1044998000 | 1044.998 | 0.21134 | 64932990 | 64.933 | 66074800 | 66.0748 | 17.2887 | 5.5194 | 23304020 | 1456501 | 39995520 | 3386786 | 266804100 | 7009859 | 64756041 | 331560141 | 324550282 | 57746182 | 89.17% | 17.79% | 213443280 | 85.72% | 85.72% | 85.72% | 17.79%
2000 | 15936 | 22054 | 25 | 1045001000 | 1045.001 | 0.21128 | 66110930 | 66.1109 | 48320380 | 48.3204 | 21.8632 | 4.4743 | 2913002 | 23210800 | 32121680 | 2068040 | 272957900 | 7110686 | 58245482 | 331203382 | 324092696 | 51134796 | 87.79% | 15.78% | 218366320 | 85.35% | 85.35% | 85.35% | 15.78%
14000 | 8000 | 22054 | 40 | 1045017000 | 1045.017 | 0.21141 | 65011920 | 65.0119 | 64904720 | 64.9047 | 17.5213 | 5.4544 | 20391020 | 11652010 | 32121680 | 3367380 | 267261800 | 6907656 | 64164710 | 331426510 | 324518854 | 57257054 | 89.23% | 17.64% | 213809440 | 85.66% | 85.66% | 85.66% | 17.64%
| 12000 | 27460 | 25 | 1045028000 | 1045.028 | 0.21137 | 66263980 | 66.264 | 46039800 | 46.0398 | 22.7042 | 4.3188 |  | 17478010 | 39995520 | 2065191 | 273560100 | 6979833 | 57473530 | 331033630 | 324053797 | 50493697 | 87.86% | 15.58% | 218848080 | 85.27% | 85.27% | 85.27% | 15.58%
5000 | 6000 | 27460 |  | 1045079000 | 1045.079 | 0.21021 | 66675430 | 66.6754 | 39887550 | 39.8875 | 25.123 | 3.9425 | 7282506 | 8739007 | 39995520 |  | 276554800 | 8797591 | 56017033 | 332571833 | 323774242 | 47219442 | 84.29% | 14.58% | 221243840 | 85.63% | 85.63% | 85.63% | 14.58%
13000 | 7000 | 22054 | 20 | 1045083000 | 1045.083 | 0.2107 | 65630890 | 65.6309 | 55638970 | 55.639 | 19.5531 | 4.9671 | 18934520 | 10195510 | 32121680 | 1686051 | 270982200 | 8029083 | 61251710 | 332233910 | 324204827 | 53222627 | 86.89% | 16.42% | 216785760 | 85.76% | 85.76% | 85.76% | 16.42%
16000 | 6000 | 22054 | 35 | 1045088000 | 1045.088 | 0.21116 | 65043290 | 65.0433 | 64502220 | 64.5022 | 17.567 | 5.4492 | 23304020 | 8739007 | 32121680 | 2963380 | 267625900 | 7312217 | 64164707 | 331790607 | 324478390 | 56852490 | 88.6% | 17.52% | 214100720 | 85.76% | 85.76% | 85.76% | 17.52%
16000 | 3000 | 22054 |  | 1045093000 | 1045.093 | 0.2098 | 66012920 | 66.0129 | 49889220 | 49.8892 | 21.0921 | 4.6542 | 23304020 | 4369504 | 32121680 |  | 273620800 | 9452876 | 59795204 | 333416004 | 323963128 | 50342328 | 84.19% | 15.54% | 218896640 | 86.03% | 86.03% | 86.03% | 15.54%
2000 | 10000 | 27460 | 20 | 1045100000 | 1045.1 | 0.21112 | 66295460 | 66.2955 | 45637300 | 45.6373 | 22.7996 | 4.3064 | 2913002 | 14565010 | 39995520 | 1660658 | 273924700 | 7384927 | 57473532 | 331398232 | 324013305 | 50088605 | 87.15% | 15.46% | 219139760 | 85.37% | 85.37% | 85.37% | 15.46%
3000 | 13000 | 22054 |  | 1045112000 | 1045.112 | 0.21028 | 66755210 | 66.7552 | 38717470 | 38.7175 | 25.7186 | 3.8546 | 4369504 | 18934520 | 32121680 |  | 277016000 | 8697004 | 55425704 | 332441704 | 323744700 | 46728700 | 84.31% | 14.43% | 221612800 | 85.57% | 85.57% | 85.57% | 14.43%
16000 | 13000 | 13405 | 15 | 1045121000 | 1045.121 | 0.21039 | 65542720 | 65.5427 | 57005650 | 57.0057 | 19.1538 | 5.0682 | 23304020 | 18934520 | 19524400 | 1281596 | 270955900 | 8529014 | 61762940 | 332718840 | 324189826 | 53233926 | 86.19% | 16.42% | 216764720 | 85.91% | 85.91% | 85.91% | 16.42%
7000 | 7000 | 27460 | 30 | 1045150000 | 1045.15 | 0.21133 | 65737540 | 65.7375 | 54098050 | 54.0981 | 20.0478 | 4.8424 | 10195510 | 10195510 | 39995520 | 2485846 | 270925500 | 7070375 | 60386540 | 331312040 | 324241665 | 53316165 | 88.29% | 16.44% | 216740400 | 85.47% | 85.47% | 85.47% | 16.44%
5000 | 14000 | 22054 | 30 | 1045180000 | 1045.18 | 0.2114 | 65817130 | 65.8171 | 52927970 | 52.928 | 20.3855 | 4.7686 | 7282506 | 20391020 | 32121680 | 2479832 | 271385900 | 6969602 | 59795206 | 331181106 | 324211504 | 52825604 | 88.34% | 16.29% | 217108720 | 85.41% | 85.41% | 85.41% | 16.29%
16077 |  | 27460 | 30 | 1045186000 | 1045.186 | 0.21101 | 65223680 | 65.2237 | 61880440 | 61.8804 | 18.0853 | 5.3168 | 23416170 |  | 39995520 | 2538693 | 268573700 | 7587200 | 63411690 | 331985390 | 324398190 | 55824490 | 88.04% | 17.21% | 214858960 | 85.78% | 85.78% | 85.78% | 17.21%
9000 | 5000 | 27460 | 25 | 1045220000 | 1045.22 | 0.21109 | 65768910 | 65.7689 | 53695550 | 53.6955 | 20.1151 | 4.8335 | 13108510 | 7282506 | 39995520 | 2081846 | 271289600 | 7474935 | 60386536 | 331676136 | 324201201 | 52911601 | 87.62% | 16.32% | 217031680 | 85.57% | 85.57% | 85.57% | 16.32%
13000 | 7000 | 27460 | 80 | 1045226000 | 1045.226 | 0.21285 | 63993500 | 63.9935 | 80466550 | 80.4665 | 15.0707 | 6.1453 | 18934520 | 10195510 | 39995520 | 6657515 | 260720200 | 4749399 | 69125550 | 329845750 | 325096351 | 64376151 | 93.13% | 19.8% | 208576160 | 85.42% | 85.42% | 85.42% | 19.8%
11000 | 14000 | 22054 | 80 | 1045248000 | 1045.248 | 0.21292 | 64072570 | 64.0726 | 79296470 | 79.2965 | 15.2339 | 6.0894 | 16021510 | 20391020 | 32121680 | 6605350 | 261178400 | 4651082 | 68534210 | 329712610 | 325061528 | 63883128 | 93.21% | 19.65% | 208942720 | 85.36% | 85.36% | 85.36% | 19.65%
7000 | 12000 | 22054 | 25 | 1045250000 | 1045.25 | 0.21116 | 65848500 | 65.8485 | 52525470 | 52.5255 | 20.4561 | 4.7592 | 10195510 | 17478010 | 32121680 | 2075832 | 271750000 | 7374163 | 59795200 | 331545200 | 324171037 | 52421037 | 87.67% | 16.17% | 217400000 | 85.51% | 85.51% | 85.51% | 16.17%
13000 | 14000 | 13405 |  | 1045261000 | 1045.261 | 0.20994 | 66139940 | 66.1399 | 48142400 | 48.1424 | 21.6559 | 4.5405 | 18934520 | 20391020 | 19524400 |  | 274352300 | 9286361 | 58849940 | 333202240 | 323915879 | 49563579 | 84.22% | 15.3% | 219481840 | 85.93% | 85.93% | 85.93% | 15.3%
16077 | 5000 | 22054 | 25 | 1045280000 | 1045.28 | 0.21083 | 65334270 | 65.3343 | 60307860 | 60.3079 | 18.3985 | 5.2424 | 23416170 | 7282506 | 32121680 | 2121004 | 269396600 | 7890212 | 62820356 | 332216956 | 324326744 | 54930144 | 87.44% | 16.94% | 215517280 | 85.82% | 85.82% | 85.82% | 16.94%
13000 | 6000 | 27460 | 70 | 1045288000 | 1045.288 | 0.21256 | 64284260 | 64.2843 | 76145550 | 76.1456 | 15.6547 | 5.9666 | 18934520 | 8739007 | 39995520 | 5822997 | 262492900 | 5222070 | 67669047 | 330161947 | 324939877 | 62446977 | 92.28% | 19.22% | 209994320 | 85.45% | 85.45% | 85.45% | 19.22%
14000 | 2000 | 27460 | 35 | 1045293000 | 1045.293 | 0.2113 | 65212490 | 65.2125 | 62156300 | 62.1563 | 18.0429 | 5.3207 | 20391020 | 2913002 | 39995520 | 2939953 | 268296600 | 7163371 | 63299542 | 331596142 | 324432771 | 56136171 | 88.68% | 17.3% | 214637280 | 85.67% | 85.67% | 85.67% | 17.3%
11000 | 3000 | 27460 | 20 | 1045297000 | 1045.297 | 0.21084 | 65800660 | 65.8007 | 53293050 | 53.2931 | 20.1823 | 4.8246 | 16021510 | 4369504 | 39995520 | 1676067 | 271655300 | 7881277 | 60386534 | 332041834 | 324160557 | 52505257 | 86.95% | 16.2% | 217324240 | 85.67% | 85.67% | 85.67% | 16.2%
13000 | 8000 | 27460 | 90 | 1045301000 | 1045.301 | 0.21315 | 63711910 | 63.7119 | 84787550 | 84.7875 | 14.528 | 6.3194 | 18934520 | 11652010 | 39995520 | 7479353 | 258985600 | 4316194 | 70582050 | 329567650 | 325251456 | 66265856 | 93.88% | 20.37% | 207188480 | 85.4% | 85.4% | 85.4% | 20.37%
3000 | 15936 | 22054 | 35 | 1045302000 | 1045.302 | 0.2117 | 65802880 | 65.8029 | 53265130 | 53.2651 | 20.3093 | 4.7792 | 4369504 | 23210800 | 32121680 | 2883030 | 271094300 | 6549156 | 59701984 | 330796284 | 324247128 | 53152828 | 89.03% | 16.39% | 216875440 | 85.3% | 85.3% | 85.3% | 16.39%
11000 | 13000 | 22054 | 70 | 1045309000 | 1045.309 | 0.21263 | 64363240 | 64.3632 | 74975470 | 74.9755 | 15.835 | 5.9082 | 16021510 | 18934520 | 32121680 | 5783103 | 262950800 | 5122141 | 67077710 | 330028510 | 324906369 | 61955569 | 92.36% | 19.07% | 210360640 | 85.39% | 85.39% | 85.39% | 19.07%
9000 | 10000 | 22054 | 20 | 1045326000 | 1045.326 | 0.21091 | 65880200 | 65.8802 | 52122970 | 52.123 | 20.5268 | 4.7499 | 13108510 | 14565010 | 32121680 | 1670306 | 272115400 | 7780252 | 59795200 | 331910600 | 324130348 | 52014948 | 86.99% | 16.05% | 217692320 | 85.61% | 85.61% | 85.61% | 16.05%
16000 |  | 27460 | 30 | 1045363000 | 1045.363 | 0.21105 | 65243860 | 65.2439 | 61753800 | 61.7538 | 18.0927 | 5.3148 | 23304020 |  | 39995520 | 2535953 | 268660700 | 7567932 | 63299540 | 331960240 | 324392308 | 55731608 | 88.04% | 17.18% | 214928560 | 85.77% | 85.77% | 85.77% | 17.18%
16077 | 15936 | 13405 | 50 | 1045363000 | 1045.363 | 0.21177 | 64585450 | 64.5854 | 71679950 | 71.68 | 16.2759 | 5.8028 | 23416170 | 23210800 | 19524400 | 4239195 | 265010800 | 6456711 | 66151370 | 331162170 | 324705459 | 59694659 | 90.24% | 18.38% | 212008640 | 85.67% | 85.67% | 85.67% | 18.38%
14000 | 7000 | 22054 | 30 | 1045388000 | 1045.388 | 0.21112 | 65323100 | 65.3231 | 60583720 | 60.5837 | 18.3543 | 5.2467 | 20391020 | 10195510 | 32121680 | 2522577 | 269119600 | 7466434 | 62708210 | 331827810 | 324361376 | 55241776 | 88.09% | 17.03% | 215295680 | 85.71% | 85.71% | 85.71% | 17.03%
13000 | 1000 | 27460 | 15 | 1045391000 | 1045.391 | 0.2106 | 65833600 | 65.8336 | 52890550 | 52.8905 | 20.2479 | 4.8162 | 18934520 | 1456501 | 39995520 | 1264832 | 272025900 | 8293083 | 60386541 | 332412441 | 324119358 | 52093458 | 86.27% | 16.07% | 217620720 | 85.77% | 85.77% | 85.77% | 16.07%
3000 | 10000 | 27460 | 30 | 1045397000 | 1045.397 | 0.21154 | 65987120 | 65.9871 | 50582050 | 50.5821 | 21.0857 | 4.6221 | 4369504 | 14565010 | 39995520 | 2474566 | 272059900 | 6822273 | 58930034 | 330989934 | 324167661 | 52107761 | 88.42% | 16.07% | 217647920 | 85.32% | 85.32% | 85.32% | 16.07%
13000 | 5000 | 27460 | 60 | 1045400000 | 1045.4 | 0.21226 | 64578320 | 64.5783 | 71824550 | 71.8246 | 16.296 | 5.78 | 18934520 | 7282506 | 39995520 | 5001246 | 264279500 | 5707202 | 66212546 | 330492046 | 324784844 | 60505344 | 91.38% | 18.63% | 211423600 | 85.48% | 85.48% | 85.48% | 18.63%
11000 | 8000 | 22054 | 15 | 1045419000 | 1045.419 | 0.21067 | 65913060 | 65.9131 | 51720470 | 51.7205 | 20.5959 | 4.7409 | 16021510 | 11652010 | 32121680 | 1259408 | 272485800 | 8191720 | 59795200 | 332281000 | 324089280 | 51603480 | 86.3% | 15.92% | 217988640 | 85.71% | 85.71% | 85.71% | 15.92%
11000 | 12000 | 22054 | 60 | 1045424000 | 1045.424 | 0.21233 | 64657530 | 64.6575 | 70654470 | 70.6545 | 16.496 | 5.719 | 16021510 | 17478010 | 32121680 | 4971272 | 264738300 | 5607251 | 65621200 | 330359500 | 324752249 | 60013949 | 91.46% | 18.48% | 211790640 | 85.42% | 85.42% | 85.42% | 18.48%
16000 | 5000 | 22054 | 25 | 1045458000 | 1045.458 | 0.21088 | 65354470 | 65.3545 | 60181220 | 60.1812 | 18.4067 | 5.2403 | 23304020 | 7282506 | 32121680 | 2118577 | 269483700 | 7870994 | 62708206 | 332191906 | 324320912 | 54837212 | 87.45% | 16.91% | 215586960 | 85.81% | 85.81% | 85.81% | 16.91%
9000 | 10000 | 27460 | 80 | 1045460000 | 1045.46 | 0.21306 | 64242240 | 64.2422 | 76950550 | 76.9506 | 15.5589 | 5.9807 | 13108510 | 14565010 | 39995520 | 6535181 | 261851100 | 4508898 | 67669040 | 329520140 | 325011242 | 63160142 | 93.34% | 19.43% | 209480880 | 85.27% | 85.27% | 85.27% | 19.43%
5000 | 8000 | 27460 | 25 | 1045467000 | 1045.467 | 0.21129 | 66018500 | 66.0185 | 50179550 | 50.1795 | 21.1635 | 4.6118 | 7282506 | 11652010 | 39995520 | 2070566 | 272424000 | 7226834 | 58930036 | 331354036 | 324127202 | 51703202 | 87.74% | 15.95% | 217939200 | 85.42% | 85.42% | 85.42% | 15.95%
14000 | 14000 | 13405 | 10 | 1045469000 | 1045.469 | 0.21035 | 65825750 | 65.8257 | 53087150 | 53.0872 | 20.1403 | 4.8461 | 20391020 | 20391020 | 19524400 | 848037.2 | 272463100 | 8695929 | 60306440 | 332769540 | 324073611 | 51610511 | 85.58% | 15.93% | 217970480 | 85.87% | 85.87% | 85.87% | 15.93%
| 15936 | 27460 | 70 | 1045524000 | 1045.524 | 0.21309 | 65045290 | 65.0453 | 64908460 | 64.9085 | 17.6377 | 5.3782 |  | 23210800 | 39995520 | 5602339 | 265967400 | 4479052 | 63206320 | 329173720 | 324694668 | 58727268 | 92.91% | 18.09% | 212773920 | 85% | 85% | 85% | 18.09%
13000 | 6000 | 22054 | 10 | 1045528000 | 1045.528 | 0.21042 | 65947030 | 65.947 | 51317970 | 51.318 | 20.6635 | 4.7324 | 18934520 | 8739007 | 32121680 | 843407.8 | 272860700 | 8608297 | 59795207 | 332655907 | 324047610 | 51186910 | 85.6% | 15.8% | 218288560 | 85.82% | 85.82% | 85.82% | 15.8%
16000 | 15936 | 13405 | 50 | 1045539000 | 1045.539 | 0.21182 | 64605520 | 64.6055 | 71553300 | 71.5533 | 16.2793 | 5.8016 | 23304020 | 23210800 | 19524400 | 4233782 | 265097400 | 6437304 | 66039220 | 331136620 | 324699316 | 59601916 | 90.25% | 18.36% | 212077920 | 85.65% | 85.65% | 85.65% | 18.36%
7000 | 6000 | 27460 | 20 | 1045541000 | 1045.541 | 0.21105 | 66050120 | 66.0501 | 49777050 | 49.7771 | 21.2417 | 4.6014 | 10195510 | 8739007 | 39995520 | 1665410 | 272789200 | 7632552 | 58930037 | 331719237 | 324086685 | 51297485 | 87.05% | 15.83% | 218231360 | 85.52% | 85.52% | 85.52% | 15.83%
16077 | 10000 | 22054 | 80 | 1045543000 | 1045.543 | 0.21281 | 63809140 | 63.8091 | 83562860 | 83.5629 | 14.626 | 6.302 | 23416170 | 14565010 | 32121680 | 6752930 | 259964600 | 4912677 | 70102860 | 330067460 | 325154783 | 65190183 | 92.99% | 20.05% | 207971680 | 85.52% | 85.52% | 85.52% | 20.05%
5000 | 13000 | 22054 | 20 | 1045573000 | 1045.573 | 0.21112 | 66129850 | 66.1299 | 48606970 | 48.607 | 21.6338 | 4.5236 | 7282506 | 18934520 | 32121680 | 1663481 | 273250100 | 7531952 | 58338706 | 331588806 | 324056854 | 50806754 | 87.09% | 15.68% | 218600080 | 85.46% | 85.46% | 85.46% | 15.68%
13000 | 4000 | 27460 | 50 | 1045600000 | 1045.6 | 0.21197 | 64878160 | 64.8782 | 67503550 | 67.5036 | 17.0011 | 5.5856 | 18934520 | 5826005 | 39995520 | 4179059 | 266090100 | 6216487 | 64756045 | 330846145 | 324629658 | 58539558 | 90.4% | 18.03% | 212872080 | 85.52% | 85.52% | 85.52% | 18.03%
9000 | 4000 | 27460 | 15 | 1045633000 | 1045.633 | 0.2108 | 66082870 | 66.0829 | 49374550 | 49.3745 | 21.3184 | 4.5914 | 13108510 | 5826005 | 39995520 | 1255005 | 273159000 | 8043527 | 58930035 | 332089035 | 324045508 | 50886508 | 86.35% | 15.7% | 218527200 | 85.62% | 85.62% | 85.62% | 15.7%
9000 | 8000 | 27460 | 60 | 1045637000 | 1045.637 | 0.21247 | 64827240 | 64.8272 | 68308550 | 68.3085 | 16.8988 | 5.5996 | 13108510 | 11652010 | 39995520 | 4932400 | 265411200 | 5462100 | 64756040 | 330167240 | 324705140 | 59293940 | 91.57% | 18.26% | 212328960 | 85.33% | 85.33% | 85.33% | 18.26%
| 14000 | 27460 | 50 | 1045664000 | 1045.664 | 0.21246 | 65623480 | 65.6235 | 56331800 | 56.3318 | 19.5142 | 4.9382 |  | 20391020 | 39995520 | 4069899 | 269497800 | 5484123 | 60386540 | 329884340 | 324400217 | 54902417 | 90.92% | 16.92% | 215598240 | 85.08% | 85.08% | 85.08% | 16.92%
14000 | 1000 | 27460 | 25 | 1045669000 | 1045.669 | 0.21102 | 65524060 | 65.5241 | 57835300 | 57.8353 | 18.946 | 5.1051 | 20391020 | 1456501 | 39995520 | 2101403 | 270156100 | 7723143 | 61843041 | 331999141 | 324275998 | 54119898 | 87.51% | 16.69% | 216124880 | 85.72% | 85.72% | 85.72% | 16.69%
2000 | 12000 | 27460 | 45 | 1045672000 | 1045.672 | 0.21221 | 65650690 | 65.6507 | 55929300 | 55.9293 | 19.5847 | 4.9282 | 2913002 | 17478010 | 39995520 | 3685120 | 269844600 | 5869435 | 60386532 | 330231132 | 324361697 | 54517097 | 90.28% | 16.81% | 215875680 | 85.17% | 85.17% | 85.17% | 16.81%
16077 | 4000 | 22054 | 15 | 1045692000 | 1045.692 | 0.21055 | 65648230 | 65.6482 | 55986860 | 55.9869 | 19.3465 | 5.022 | 23416170 | 5826005 | 32121680 | 1275749 | 271266100 | 8460607 | 61363855 | 332629955 | 324169348 | 52903248 | 86.21% | 16.32% | 217012880 | 85.87% | 85.87% | 85.87% | 16.32%
16077 | 8000 | 22054 | 60 | 1045713000 | 1045.713 | 0.21222 | 64393700 | 64.3937 | 74920860 | 74.9209 | 15.7583 | 5.9497 | 23416170 | 11652010 | 32121680 | 5059376 | 263522800 | 5873141 | 67189860 | 330712660 | 324839519 | 61316719 | 91.26% | 18.88% | 210818240 | 85.58% | 85.58% | 85.58% | 18.88%
16000 | 10000 | 22054 | 80 | 1045719000 | 1045.719 | 0.21286 | 63829220 | 63.8292 | 83436220 | 83.4362 | 14.6264 | 6.3016 | 23304020 | 14565010 | 32121680 | 6741545 | 260051100 | 4893859 | 69990710 | 330041810 | 325147951 | 65096851 | 93.01% | 20.02% | 208040880 | 85.51% | 85.51% | 85.51% | 20.02%
11000 | 15936 | 22054 | 100 | 1045724000 | 1045.724 | 0.21357 | 63535260 | 63.5353 | 87873130 | 87.8731 | 14.1474 | 6.4411 | 16021510 | 23210800 | 32121680 | 8202438 | 257818300 | 3809813 | 71353990 | 329172290 | 325362477 | 67544177 | 94.66% | 20.76% | 206254640 | 85.32% | 85.32% | 85.32% | 20.76%
5000 | 13000 | 27460 | 80 | 1045725000 | 1045.725 | 0.21326 | 64493080 | 64.4931 | 73434550 | 73.4346 | 16.0886 | 5.8111 | 7282506 | 18934520 | 39995520 | 6431167 | 262990800 | 4275297 | 66212546 | 329203346 | 324928049 | 61937249 | 93.54% | 19.06% | 210392640 | 85.13% | 85.13% | 85.13% | 19.06%
7000 | 15936 | 22054 | 70 | 1045733000 | 1045.733 | 0.21288 | 64628930 | 64.6289 | 71394130 | 71.3941 | 16.3846 | 5.7363 | 10195510 | 23210800 | 32121680 | 5695866 | 264153600 | 4861400 | 65527990 | 329681590 | 324820190 | 60666590 | 92.58% | 18.68% | 211322880 | 85.23% | 85.23% | 85.23% | 18.68%
11000 | 2000 | 27460 | 10 | 1045742000 | 1045.742 | 0.21056 | 66116840 | 66.1168 | 48972050 | 48.9721 | 21.3934 | 4.5818 | 16021510 | 2913002 | 39995520 | 839005.3 | 273534000 | 8460104 | 58930032 | 332464032 | 324003928 | 50469928 | 85.64% | 15.58% | 218827200 | 85.73% | 85.73% | 85.73% | 15.58%
5000 | 12000 | 27460 | 70 | 1045756000 | 1045.756 | 0.21297 | 64781710 | 64.7817 | 69113550 | 69.1136 | 16.7893 | 5.6158 | 7282506 | 17478010 | 39995520 | 5660857 | 264754600 | 4732632 | 64756036 | 329510636 | 324778004 | 60023404 | 92.69% | 18.48% | 211803680 | 85.15% | 85.15% | 85.15% | 18.48%
9000 | 12000 | 27460 | 100 | 1045763000 | 1045.763 | 0.21366 | 63689110 | 63.6891 | 85592550 | 85.5926 | 14.4217 | 6.339 | 13108510 | 17478010 | 39995520 | 8102661 | 258423800 | 3692021 | 70582040 | 329005840 | 325313819 | 66890019 | 94.77% | 20.56% | 206739040 | 85.25% | 85.25% | 85.25% | 20.56%
14000 | 6000 | 22054 | 20 | 1045775000 | 1045.775 | 0.21084 | 65635400 | 65.6354 | 56262720 | 56.2627 | 19.2998 | 5.0265 | 20391020 | 8739007 | 32121680 | 1686051 | 270982200 | 8029083 | 61251707 | 332233907 | 324204824 | 53222624 | 86.89% | 16.42% | 216785760 | 85.76% | 85.76% | 85.76% | 16.42%
| 15936 | 22054 | 10 | 1045776000 | 1045.776 | 0.21096 | 66708840 | 66.7088 | 40080880 | 40.0809 | 25.0313 | 3.9488 |  | 23210800 | 32121680 | 832472 | 276338400 | 7847526 | 55332480 | 331670880 | 323823354 | 47484954 | 85.82% | 14.66% | 221070720 | 85.36% | 85.36% | 85.36% | 14.66%
16077 | 12000 | 22054 | 100 | 1045778000 | 1045.778 | 0.21341 | 63251540 | 63.2515 | 92204860 | 92.2049 | 13.6515 | 6.6334 | 23416170 | 17478010 | 32121680 | 8440635 | 256518700 | 4065139 | 73015860 | 329534560 | 325469421 | 68950721 | 94.43% | 21.19% | 205214960 | 85.49% | 85.49% | 85.49% | 21.19%
5000 | 14000 | 27460 | 90 | 1045827000 | 1045.827 | 0.21356 | 64213190 | 64.2132 | 77755550 | 77.7555 | 15.4455 | 6.0005 | 7282506 | 20391020 | 39995520 | 7187419 | 261263300 | 3855754 | 67669046 | 328932346 | 325076592 | 63813292 | 94.3% | 19.63% | 209010640 | 85.11% | 85.11% | 85.11% | 19.63%
13000 | 15936 | 13405 | 25 | 1045830000 | 1045.83 | 0.21107 | 65499350 | 65.4994 | 58369060 | 58.3691 | 18.794 | 5.1425 | 18934520 | 23210800 | 19524400 | 2098358 | 270290900 | 7693606 | 61669720 | 331960620 | 324267014 | 53976114 | 87.52% | 16.65% | 216232720 | 85.7% | 85.7% | 85.7% | 16.65%
9000 | 7000 | 27460 | 50 | 1045841000 | 1045.841 | 0.21218 | 65127370 | 65.1274 | 63987550 | 63.9875 | 17.6766 | 5.3965 | 13108510 | 10195510 | 39995520 | 4131204 | 267223000 | 5970467 | 63299540 | 330522540 | 324552073 | 57329073 | 90.57% | 17.66% | 213778400 | 85.37% | 85.37% | 85.37% | 17.66%
16077 | 14000 | 13405 | 30 | 1045845000 | 1045.845 | 0.21115 | 65186340 | 65.1863 | 63103300 | 63.1033 | 17.744 | 5.408 | 23416170 | 20391020 | 19524400 | 2536731 | 268635800 | 7573437 | 63331590 | 331967390 | 324393953 | 55758153 | 88.04% | 17.19% | 214908640 | 85.77% | 85.77% | 85.77% | 17.19%
11000 | 5000 | 27460 | 45 | 1045865000 | 1045.865 | 0.21193 | 65155700 | 65.1557 | 63585050 | 63.5851 | 17.729 | 5.3897 | 16021510 | 7282506 | 39995520 | 3741269 | 267574400 | 6360944 | 63299536 | 330873936 | 324512992 | 56938592 | 89.95% | 17.55% | 214059520 | 85.47% | 85.47% | 85.47% | 17.55%
16000 | 4000 | 22054 | 15 | 1045871000 | 1045.871 | 0.2106 | 65668450 | 65.6685 | 55860220 | 55.8602 | 19.3573 | 5.0194 | 23304020 | 5826005 | 32121680 | 1274322 | 271353200 | 8441383 | 61251705 | 332604905 | 324163522 | 52810322 | 86.22% | 16.29% | 217082560 | 85.86% | 85.86% | 85.86% | 16.29%
7000 | 14000 | 22054 | 50 | 1045872000 | 1045.872 | 0.21225 | 65207080 | 65.2071 | 62817470 | 62.8175 | 17.923 | 5.3305 | 10195510 | 20391020 | 32121680 | 4115671 | 267683800 | 5871128 | 62708210 | 330392010 | 324520882 | 56837082 | 90.64% | 17.51% | 214147040 | 85.31% | 85.31% | 85.31% | 17.51%
5000 | 7000 | 27460 | 15 | 1045881000 | 1045.881 | 0.21101 | 66332560 | 66.3326 | 45858550 | 45.8586 | 22.5443 | 4.357 | 7282506 | 10195510 | 39995520 | 1251083 | 274293900 | 7795070 | 57473536 | 331767436 | 323972366 | 49678466 | 86.44% | 15.33% | 219435120 | 85.47% | 85.47% | 85.47% | 15.33%
16000 | 8000 | 22054 | 60 | 1045890000 | 1045.89 | 0.21227 | 64413810 | 64.4138 | 74794220 | 74.7942 | 15.7606 | 5.9488 | 23304020 | 11652010 | 32121680 | 5052217 | 263609500 | 5854041 | 67077710 | 330687210 | 324833169 | 61223669 | 91.27% | 18.85% | 210887600 | 85.57% | 85.57% | 85.57% | 18.85%
9000 | 12000 | 22054 | 45 | 1045892000 | 1045.892 | 0.212 | 65235090 | 65.2351 | 62414970 | 62.415 | 17.978 | 5.3231 | 13108510 | 17478010 | 32121680 | 3727200 | 268034000 | 6260138 | 62708200 | 330742200 | 324482062 | 56448062 | 90.02% | 17.4% | 214427200 | 85.41% | 85.41% | 85.41% | 17.4%
3000 | 14000 | 22054 | 15 | 1045912000 | 1045.912 | 0.21108 | 66412240 | 66.4122 | 44688470 | 44.6885 | 23.0012 | 4.2753 | 4369504 | 20391020 | 32121680 | 1249821 | 274754700 | 7694241 | 56882204 | 331636904 | 323942663 | 49187963 | 86.47% | 15.18% | 219803760 | 85.41% | 85.41% | 85.41% | 15.18%
16077 | 7000 | 22054 | 50 | 1045913000 | 1045.913 | 0.21193 | 64693600 | 64.6936 | 70599860 | 70.5999 | 16.4046 | 5.7628 | 23416170 | 10195510 | 32121680 | 4219559 | 265333600 | 6384388 | 65733360 | 331066960 | 324682572 | 59348972 | 90.29% | 18.28% | 212266880 | 85.62% | 85.62% | 85.62% | 18.28%
13000 | 3000 | 27460 | 40 | 1045914000 | 1045.914 | 0.21169 | 65185630 | 65.1856 | 63182550 | 63.1825 | 17.7791 | 5.3835 | 18934520 | 4369504 | 39995520 | 3343954 | 267932500 | 6758810 | 63299544 | 331232044 | 324473234 | 56540734 | 89.32% | 17.43% | 214346000 | 85.57% | 85.57% | 85.57% | 17.43%
14000 | 6000 | 27460 | 80 | 1045917000 | 1045.917 | 0.21299 | 63998010 | 63.998 | 81090300 | 81.0903 | 14.9201 | 6.1968 | 20391020 | 8739007 | 39995520 | 6657515 | 260720200 | 4749399 | 69125547 | 329845747 | 325096348 | 64376148 | 93.13% | 19.8% | 208576160 | 85.42% | 85.42% | 85.42% | 19.8%
11000 | 10000 | 22054 | 40 | 1045939000 | 1045.939 | 0.21176 | 65264920 | 65.2649 | 62012470 | 62.0125 | 18.0302 | 5.3165 | 16021510 | 14565010 | 32121680 | 3330305 | 268391600 | 6657584 | 62708200 | 331099800 | 324442216 | 56050616 | 89.38% | 17.28% | 214713280 | 85.51% | 85.51% | 85.51% | 17.28%
14000 | 13000 | 13405 |  | 1045953000 | 1045.953 | 0.21007 | 66144450 | 66.1445 | 48766150 | 48.7662 | 21.3429 | 4.603 | 20391020 | 18934520 | 19524400 |  | 274352300 | 9286361 | 58849940 | 333202240 | 323915879 | 49563579 | 84.22% | 15.3% | 219481840 | 85.93% | 85.93% | 85.93% | 15.3%
16000 | 12000 | 22054 | 100 | 1045957000 | 1045.957 | 0.21346 | 63271790 | 63.2718 | 92078220 | 92.0782 | 13.6502 | 6.6336 | 23304020 | 17478010 | 32121680 | 8424053 | 256606000 | 4047542 | 72903710 | 329509710 | 325462168 | 68856168 | 94.45% | 21.16% | 205284800 | 85.47% | 85.47% | 85.47% | 21.16%
| 13000 | 27460 | 40 | 1045960000 | 1045.96 | 0.21218 | 65929720 | 65.9297 | 52010800 | 52.0108 | 20.6406 | 4.7027 |  | 18934520 | 39995520 | 3278767 | 271335100 | 6016956 | 58930040 | 330265140 | 324248184 | 52913084 | 89.79% | 16.32% | 217068080 | 85.12% | 85.12% | 85.12% | 16.32%
14000 | 5000 | 27460 | 70 | 1045980000 | 1045.98 | 0.2127 | 64288770 | 64.2888 | 76769300 | 76.7693 | 15.4922 | 6.0194 | 20391020 | 7282506 | 39995520 | 5822997 | 262492900 | 5222070 | 67669046 | 330161946 | 324939876 | 62446976 | 92.28% | 19.22% | 209994320 | 85.45% | 85.45% | 85.45% | 19.22%
7000 | 5000 | 27460 | 10 | 1045990000 | 1045.99 | 0.21077 | 66366520 | 66.3665 | 45456050 | 45.456 | 22.633 | 4.3457 | 10195510 | 7282506 | 39995520 | 835083 | 274668800 | 8211648 | 57473536 | 332142336 | 323930688 | 49261888 | 85.71% | 15.21% | 219735040 | 85.58% | 85.58% | 85.58% | 15.21%
14000 | 7000 | 27460 | 90 | 1045993000 | 1045.993 | 0.21329 | 63716420 | 63.7164 | 85411300 | 85.4113 | 14.3877 | 6.3698 | 20391020 | 10195510 | 39995520 | 7479353 | 258985600 | 4316194 | 70582050 | 329567650 | 325251456 | 66265856 | 93.88% | 20.37% | 207188480 | 85.4% | 85.4% | 85.4% | 20.37%
13000 | 8000 | 22054 | 35 | 1046009000 | 1046.009 | 0.21151 | 65296240 | 65.2962 | 61609970 | 61.61 | 18.0803 | 5.3105 | 18934520 | 11652010 | 32121680 | 2926577 | 268755500 | 7061873 | 62708210 | 331463710 | 324401837 | 55646337 | 88.74% | 17.15% | 215004400 | 85.61% | 85.61% | 85.61% | 17.15%
13000 | 5000 | 22054 |  | 1046010000 | 1046.01 | 0.21014 | 66265600 | 66.2656 | 46996970 | 46.997 | 21.953 | 4.4827 | 18934520 | 7282506 | 32121680 |  | 274749300 | 9197741 | 58338706 | 333088006 | 323890265 | 49140965 | 84.23% | 15.17% | 219799440 | 85.87% | 85.87% | 85.87% | 15.17%
5000 | 12000 | 22054 | 10 | 1046022000 | 1046.022 | 0.21084 | 66446210 | 66.4462 | 44285970 | 44.286 | 23.0953 | 4.2634 | 7282506 | 17478010 | 32121680 | 833821.3 | 275129600 | 8110818 | 56882196 | 332011796 | 323900978 | 48771378 | 85.74% | 15.06% | 220103680 | 85.52% | 85.52% | 85.52% | 15.06%
16000 | 14000 | 13405 | 30 | 1046023000 | 1046.023 | 0.2112 | 65206520 | 65.2065 | 62976650 | 62.9766 | 17.7506 | 5.4061 | 23304020 | 20391020 | 19524400 | 2534041 | 268722800 | 7554169 | 63219440 | 331942240 | 324388071 | 55665271 | 88.05% | 17.16% | 214978240 | 85.76% | 85.76% | 85.76% | 17.16%
2000 | 8000 | 27460 |  | 1046023000 | 1046.023 | 0.21056 | 66929900 | 66.9299 | 36995300 | 36.9953 | 26.5027 | 3.7444 | 2913002 | 11652010 | 39995520 |  | 277690800 | 8549895 | 54560532 | 332251332 | 323701437 | 46010637 | 84.33% | 14.21% | 222152640 | 85.48% | 85.48% | 85.48% | 14.21%
14000 |  | 27460 | 15 | 1046082000 | 1046.082 | 0.21073 | 65838110 | 65.8381 | 53514300 | 53.5143 | 19.9752 | 4.8767 | 20391020 |  | 39995520 | 1264832 | 272025900 | 8293083 | 60386540 | 332412440 | 324119357 | 52093457 | 86.27% | 16.07% | 217620720 | 85.77% | 85.77% | 85.77% | 16.07%
16000 | 7000 | 22054 | 50 | 1046090000 | 1046.09 | 0.21198 | 64713700 | 64.7137 | 70473220 | 70.4732 | 16.4082 | 5.7615 | 23304020 | 10195510 | 32121680 | 4214545 | 265420300 | 6365029 | 65621210 | 331041510 | 324676481 | 59256181 | 90.3% | 18.25% | 212336240 | 85.61% | 85.61% | 85.61% | 18.25%
14000 | 4000 | 27460 | 60 | 1046092000 | 1046.092 | 0.2124 | 64582830 | 64.5828 | 72448300 | 72.4483 | 16.1199 | 5.8341 | 20391020 | 5826005 | 39995520 | 5001246 | 264279500 | 5707202 | 66212545 | 330492045 | 324784843 | 60505343 | 91.38% | 18.63% | 211423600 | 85.48% | 85.48% | 85.48% | 18.63%
5000 | 10000 | 27460 | 50 | 1046093000 | 1046.093 | 0.21239 | 65377350 | 65.3774 | 60471550 | 60.4716 | 18.4256 | 5.2003 | 7282506 | 14565010 | 39995520 | 4095343 | 268359000 | 5726436 | 61843036 | 330202036 | 324475600 | 56116600 | 90.74% | 17.29% | 214687200 | 85.22% | 85.22% | 85.22% | 17.29%
7000 | 8000 | 27460 | 45 | 1046108000 | 1046.108 | 0.21214 | 65405060 | 65.4051 | 60069050 | 60.069 | 18.4854 | 5.192 | 10195510 | 11652010 | 39995520 | 3708284 | 268707800 | 6114031 | 61843040 | 330550840 | 324436809 | 55729009 | 90.11% | 17.18% | 214966240 | 85.32% | 85.32% | 85.32% | 17.18%
14000 | 15936 | 13405 | 35 | 1046144000 | 1046.144 | 0.21149 | 65192210 | 65.1922 | 63313810 | 63.3138 | 17.695 | 5.4137 | 20391020 | 23210800 | 19524400 | 2935864 | 268431000 | 7133593 | 63126220 | 331557220 | 324423627 | 55992627 | 88.7% | 17.26% | 214744800 | 85.65% | 85.65% | 85.65% | 17.26%
16077 | 1000 | 27460 | 45 | 1046150000 | 1046.15 | 0.21182 | 64891580 | 64.8916 | 67851450 | 67.8514 | 16.8493 | 5.6374 | 23416170 | 1456501 | 39995520 | 3789890 | 266357700 | 6629586 | 64868191 | 331225891 | 324596305 | 58238605 | 89.78% | 17.94% | 213086160 | 85.63% | 85.63% | 85.63% | 17.94%
9000 | 6000 | 27460 | 40 | 1046152000 | 1046.152 | 0.2119 | 65434630 | 65.4346 | 59666550 | 59.6666 | 18.5424 | 5.1845 | 13108510 | 8739007 | 39995520 | 3312598 | 269064400 | 6510267 | 61843037 | 330907437 | 324397170 | 55332770 | 89.47% | 17.06% | 215251520 | 85.42% | 85.42% | 85.42% | 17.06%
14000 | 8000 | 27460 | 100 | 1046182000 | 1046.182 | 0.21359 | 63442300 | 63.4423 | 89732300 | 89.7323 | 13.8917 | 6.5382 | 20391020 | 11652010 | 39995520 | 8297876 | 257282200 | 3914491 | 72038550 | 329320750 | 325406259 | 68124059 | 94.57% | 20.94% | 205825760 | 85.39% | 85.39% | 85.39% | 20.94%
7000 | 13000 | 22054 | 40 | 1046182000 | 1046.182 | 0.21197 | 65514220 | 65.5142 | 58496470 | 58.4965 | 18.8219 | 5.1151 | 10195510 | 18934520 | 32121680 | 3303030 | 269524900 | 6409859 | 61251710 | 330776610 | 324366751 | 54841851 | 89.54% | 16.91% | 215619920 | 85.36% | 85.36% | 85.36% | 16.91%
11000 | 1000 | 27460 |  | 1046220000 | 1046.22 | 0.21028 | 66435120 | 66.4351 | 44651050 | 44.651 | 22.8123 | 4.323 | 16021510 | 1456501 | 39995520 |  | 275421400 | 9047889 | 57473531 | 332894931 | 323847042 | 48425642 | 84.26% | 14.95% | 220337120 | 85.78% | 85.78% | 85.78% | 14.95%
11000 | 4000 | 27460 | 35 | 1046220000 | 1046.22 | 0.21165 | 65465820 | 65.4658 | 59264050 | 59.264 | 18.597 | 5.1777 | 16021510 | 5826005 | 39995520 | 2909403 | 269427800 | 6914021 | 61843035 | 331270835 | 324356814 | 54929014 | 88.82% | 16.93% | 215542240 | 85.52% | 85.52% | 85.52% | 16.93%
14000 | 5000 | 22054 | 10 | 1046220000 | 1046.22 | 0.21056 | 65951540 | 65.9515 | 51941720 | 51.9417 | 20.3788 | 4.7935 | 20391020 | 7282506 | 32121680 | 843407.8 | 272860700 | 8608297 | 59795206 | 332655906 | 324047609 | 51186909 | 85.6% | 15.8% | 218288560 | 85.82% | 85.82% | 85.82% | 15.8%
16077 | 6000 | 22054 | 40 | 1046224000 | 1046.224 | 0.21164 | 65000800 | 65.0008 | 66278860 | 66.2789 | 17.1138 | 5.5685 | 23416170 | 8739007 | 32121680 | 3370753 | 267174900 | 6927016 | 64276857 | 331451757 | 324524741 | 57349841 | 89.22% | 17.67% | 213739920 | 85.67% | 85.67% | 85.67% | 17.67%
16077 | 13000 | 13405 | 20 | 1046229000 | 1046.229 | 0.21086 | 65498420 | 65.4984 | 58782300 | 58.7823 | 18.6113 | 5.195 | 23416170 | 18934520 | 19524400 | 1695562 | 270497400 | 8135583 | 61875090 | 332372490 | 324236907 | 53739507 | 86.85% | 16.57% | 216397920 | 85.82% | 85.82% | 85.82% | 16.57%
3000 | 8000 | 27460 | 10 | 1046241000 | 1046.241 | 0.21098 | 66616350 | 66.6163 | 41940050 | 41.94 | 24.0708 | 4.0992 | 4369504 | 11652010 | 39995520 | 832799.8 | 275804200 | 7963636 | 56017034 | 331821234 | 323857598 | 48053398 | 85.78% | 14.84% | 220643360 | 85.43% | 85.43% | 85.43% | 14.84%
9000 | 8000 | 22054 |  | 1046247000 | 1046.247 | 0.21035 | 66514540 | 66.5145 | 43480970 | 43.481 | 23.2864 | 4.2394 | 13108510 | 11652010 | 32121680 |  | 275881100 | 8945797 | 56882200 | 332763300 | 323817503 | 47936403 | 84.27% | 14.8% | 220704880 | 85.72% | 85.72% | 85.72% | 14.8%
13000 | 2000 | 27460 | 30 | 1046290000 | 1046.29 | 0.2114 | 65497200 | 65.4972 | 58861550 | 58.8616 | 18.6518 | 5.1709 | 18934520 | 2913002 | 39995520 | 2505403 | 269791900 | 7318582 | 61843042 | 331634942 | 324316360 | 54524460 | 88.17% | 16.81% | 215833520 | 85.62% | 85.62% | 85.62% | 16.81%
14000 | 3000 | 27460 | 50 | 1046291000 | 1046.291 | 0.21211 | 64882680 | 64.8827 | 68127300 | 68.1273 | 16.8091 | 5.6411 | 20391020 | 4369504 | 39995520 | 4179059 | 266090100 | 6216487 | 64756044 | 330846144 | 324629657 | 58539557 | 90.4% | 18.03% | 212872080 | 85.52% | 85.52% | 85.52% | 18.03%
2000 | 15936 | 22054 | 30 | 1046315000 | 1046.315 | 0.2118 | 66088580 | 66.0886 | 49970380 | 49.9704 | 21.1572 | 4.6074 | 2913002 | 23210800 | 32121680 | 2472040 | 272593800 | 6706125 | 58245482 | 330839282 | 324133157 | 51539357 | 88.49% | 15.9% | 218075040 | 85.25% | 85.25% | 85.25% | 15.9%
16000 | 1000 | 27460 | 45 | 1046327000 | 1046.327 | 0.21187 | 64911720 | 64.9117 | 67724800 | 67.7248 | 16.8539 | 5.636 | 23304020 | 1456501 | 39995520 | 3785806 | 266444500 | 6610286 | 64756041 | 331200541 | 324590255 | 58145755 | 89.79% | 17.91% | 213155600 | 85.62% | 85.62% | 85.62% | 17.91%
| 12000 | 27460 | 30 | 1046341000 | 1046.341 | 0.21189 | 66241630 | 66.2416 | 47689800 | 47.6898 | 21.9399 | 4.4543 |  | 17478010 | 39995520 | 2469191 | 273196000 | 6575272 | 57473530 | 330669530 | 324094258 | 50898258 | 88.56% | 15.7% | 218556800 | 85.17% | 85.17% | 85.17% | 15.7%
14000 | 8000 | 22054 | 45 | 1046349000 | 1046.349 | 0.21194 | 64990800 | 64.9908 | 66554720 | 66.5547 | 17.074 | 5.572 | 20391020 | 11652010 | 32121680 | 3765708 | 266902800 | 6508775 | 64164710 | 331067510 | 324558735 | 57655935 | 89.86% | 17.76% | 213522240 | 85.56% | 85.56% | 85.56% | 17.76%
13000 | 7000 | 22054 | 25 | 1046389000 | 1046.389 | 0.21123 | 65608080 | 65.6081 | 57288970 | 57.289 | 18.994 | 5.0932 | 18934520 | 10195510 | 32121680 | 2092199 | 270616100 | 7622371 | 61251710 | 331867810 | 324245439 | 53629339 | 87.56% | 16.54% | 216492880 | 85.66% | 85.66% | 85.66% | 16.54%
16000 | 6000 | 22054 | 40 | 1046401000 | 1046.401 | 0.21169 | 65020940 | 65.0209 | 66152220 | 66.1522 | 17.119 | 5.5669 | 23304020 | 8739007 | 32121680 | 3367380 | 267261800 | 6907656 | 64164707 | 331426507 | 324518851 | 57257051 | 89.23% | 17.64% | 213809440 | 85.66% | 85.66% | 85.66% | 17.64%
16000 | 13000 | 13405 | 20 | 1046407000 | 1046.407 | 0.21091 | 65518640 | 65.5186 | 58655650 | 58.6557 | 18.6201 | 5.1928 | 23304020 | 18934520 | 19524400 | 1693615 | 270584600 | 8116423 | 61762940 | 332347540 | 324231117 | 53646517 | 86.86% | 16.55% | 216467680 | 85.81% | 85.81% | 85.81% | 16.55%
2000 | 10000 | 27460 | 25 | 1046412000 | 1046.412 | 0.21164 | 66273000 | 66.273 | 47287300 | 47.2873 | 22.0277 | 4.4428 | 2913002 | 14565010 | 39995520 | 2065191 | 273560100 | 6979833 | 57473532 | 331033632 | 324053799 | 50493699 | 87.86% | 15.58% | 218848080 | 85.27% | 85.27% | 85.27% | 15.58%
7000 | 4000 | 27460 |  | 1046463000 | 1046.463 | 0.21049 | 66684450 | 66.6844 | 41135050 | 41.135 | 24.2877 | 4.0725 | 10195510 | 5826005 | 39995520 |  | 276554800 | 8797591 | 56017035 | 332571835 | 323774244 | 47219444 | 84.29% | 14.58% | 221243840 | 85.63% | 85.63% | 85.63% | 14.58%
7000 | 7000 | 27460 | 35 | 1046463000 | 1046.463 | 0.21186 | 65715190 | 65.7152 | 55748050 | 55.748 | 19.4582 | 4.9696 | 10195510 | 10195510 | 39995520 | 2889846 | 270561300 | 6665814 | 60386540 | 330947840 | 324282026 | 53720726 | 88.96% | 16.57% | 216449040 | 85.37% | 85.37% | 85.37% | 16.57%
5000 | 14000 | 22054 | 35 | 1046493000 | 1046.493 | 0.21193 | 65794780 | 65.7948 | 54577970 | 54.578 | 19.775 | 4.8969 | 7282506 | 20391020 | 32121680 | 2883832 | 271021800 | 6565041 | 59795206 | 330817006 | 324251965 | 53230165 | 89.02% | 16.42% | 216817440 | 85.31% | 85.31% | 85.31% | 16.42%
16077 |  | 27460 | 35 | 1046499000 | 1046.499 | 0.21153 | 65201330 | 65.2013 | 63530440 | 63.5304 | 17.609 | 5.437 | 23416170 |  | 39995520 | 2942693 | 268209600 | 7182639 | 63411690 | 331621290 | 324438651 | 56229051 | 88.67% | 17.33% | 214567680 | 85.68% | 85.68% | 85.68% | 17.33%
9000 | 5000 | 27460 | 30 | 1046534000 | 1046.534 | 0.21161 | 65746560 | 65.7466 | 55345550 | 55.3456 | 19.5207 | 4.9614 | 13108510 | 7282506 | 39995520 | 2485846 | 270925500 | 7070375 | 60386536 | 331312036 | 324241661 | 53316161 | 88.29% | 16.44% | 216740400 | 85.47% | 85.47% | 85.47% | 16.44%
7000 | 12000 | 22054 | 30 | 1046563000 | 1046.563 | 0.21168 | 65826150 | 65.8261 | 54175470 | 54.1755 | 19.8404 | 4.8883 | 10195510 | 17478010 | 32121680 | 2479832 | 271385900 | 6969602 | 59795200 | 331181100 | 324211498 | 52825598 | 88.34% | 16.29% | 217108720 | 85.41% | 85.41% | 85.41% | 16.29%
16077 | 5000 | 22054 | 30 | 1046593000 | 1046.593 | 0.21136 | 65311920 | 65.3119 | 61957860 | 61.9579 | 17.9044 | 5.3644 | 23416170 | 7282506 | 32121680 | 2525004 | 269032500 | 7485651 | 62820356 | 331852856 | 324367205 | 55334705 | 88.08% | 17.06% | 215226000 | 85.72% | 85.72% | 85.72% | 17.06%
11000 | 15936 | 13405 | 10 | 1046596000 | 1046.596 | 0.21075 | 66096680 | 66.0967 | 50129560 | 50.1296 | 20.8912 | 4.6843 | 16021510 | 23210800 | 19524400 | 838538.6 | 273668900 | 8430469 | 58756710 | 332425610 | 323995141 | 50326241 | 85.65% | 15.53% | 218935120 | 85.71% | 85.71% | 85.71% | 15.53%
11000 | 3000 | 27460 | 25 | 1046604000 | 1046.604 | 0.21136 | 65777930 | 65.7779 | 54943050 | 54.943 | 19.5838 | 4.9532 | 16021510 | 4369504 | 39995520 | 2081846 | 271289600 | 7474935 | 60386534 | 331676134 | 324201199 | 52911599 | 87.62% | 16.32% | 217031680 | 85.57% | 85.57% | 85.57% | 16.32%
14000 | 2000 | 27460 | 40 | 1046606000 | 1046.606 | 0.21183 | 65190140 | 65.1901 | 63806300 | 63.8063 | 17.5686 | 5.4405 | 20391020 | 2913002 | 39995520 | 3343954 | 267932500 | 6758810 | 63299542 | 331232042 | 324473232 | 56540732 | 89.32% | 17.43% | 214346000 | 85.57% | 85.57% | 85.57% | 17.43%
3000 | 15936 | 22054 | 40 | 1046625000 | 1046.625 | 0.21223 | 65781160 | 65.7812 | 54915130 | 54.9151 | 19.702 | 4.9072 | 4369504 | 23210800 | 32121680 | 3284134 | 270732800 | 6147495 | 59701984 | 330434784 | 324287289 | 53554489 | 89.7% | 16.51% | 216586240 | 85.2% | 85.2% | 85.2% | 16.51%
13000 | 12000 | 22054 | 80 | 1046631000 | 1046.631 | 0.2132 | 64081600 | 64.0816 | 80543970 | 80.544 | 14.9282 | 6.1931 | 18934520 | 17478010 | 32121680 | 6605350 | 261178400 | 4651082 | 68534210 | 329712610 | 325061528 | 63883128 | 93.21% | 19.65% | 208942720 | 85.36% | 85.36% | 85.36% | 19.65%
9000 | 10000 | 22054 | 25 | 1046634000 | 1046.634 | 0.21144 | 65857520 | 65.8575 | 53772970 | 53.773 | 19.9065 | 4.8796 | 13108510 | 14565010 | 32121680 | 2075832 | 271750000 | 7374163 | 59795200 | 331545200 | 324171037 | 52421037 | 87.67% | 16.17% | 217400000 | 85.51% | 85.51% | 85.51% | 16.17%
16077 | 12000 | 13405 | 10 | 1046674000 | 1046.674 | 0.21058 | 65814540 | 65.8145 | 54461300 | 54.4613 | 19.594 | 4.9702 | 23416170 | 17478010 | 19524400 | 849149.6 | 272375900 | 8715153 | 60418580 | 332794480 | 324079327 | 51703427 | 85.58% | 15.95% | 217900720 | 85.88% | 85.88% | 85.88% | 15.95%
16000 |  | 27460 | 35 | 1046676000 | 1046.676 | 0.21158 | 65221510 | 65.2215 | 63403800 | 63.4038 | 17.6152 | 5.4352 | 23304020 |  | 39995520 | 2939953 | 268296600 | 7163371 | 63299540 | 331596140 | 324432769 | 56136169 | 88.68% | 17.3% | 214637280 | 85.67% | 85.67% | 85.67% | 17.3%
13000 | 1000 | 27460 | 20 | 1046680000 | 1046.68 | 0.21112 | 65809690 | 65.8097 | 54540550 | 54.5406 | 19.6469 | 4.945 | 18934520 | 1456501 | 39995520 | 1676067 | 271655300 | 7881277 | 60386541 | 332041841 | 324160564 | 52505264 | 86.95% | 16.2% | 217324240 | 85.67% | 85.67% | 85.67% | 16.2%
14000 | 7000 | 22054 | 35 | 1046701000 | 1046.701 | 0.21165 | 65300750 | 65.3007 | 62233720 | 62.2337 | 17.8624 | 5.3681 | 20391020 | 10195510 | 32121680 | 2926577 | 268755500 | 7061873 | 62708210 | 331463710 | 324401837 | 55646337 | 88.74% | 17.15% | 215004400 | 85.61% | 85.61% | 85.61% | 17.15%
14000 | 4000 | 22054 |  | 1046702000 | 1046.702 | 0.21028 | 66270110 | 66.2701 | 47620720 | 47.6207 | 21.6292 | 4.5458 | 20391020 | 5826005 | 32121680 |  | 274749300 | 9197741 | 58338705 | 333088005 | 323890264 | 49140964 | 84.23% | 15.17% | 219799440 | 85.87% | 85.87% | 85.87% | 15.17%
11000 | 8000 | 22054 | 20 | 1046709000 | 1046.709 | 0.21119 | 65889220 | 65.8892 | 53370470 | 53.3705 | 19.9727 | 4.8709 | 16021510 | 11652010 | 32121680 | 1670306 | 272115400 | 7780252 | 59795200 | 331910600 | 324130348 | 52014948 | 86.99% | 16.05% | 217692320 | 85.61% | 85.61% | 85.61% | 16.05%
3000 | 10000 | 27460 | 35 | 1046710000 | 1046.71 | 0.21207 | 65964780 | 65.9648 | 52232050 | 52.2321 | 20.4294 | 4.7529 | 4369504 | 14565010 | 39995520 | 2878566 | 271695800 | 6417713 | 58930034 | 330625834 | 324208121 | 52512321 | 89.11% | 16.2% | 217356640 | 85.22% | 85.22% | 85.22% | 16.2%
2000 | 14000 | 27460 | 70 | 1046713000 | 1046.713 | 0.21332 | 65037040 | 65.037 | 66221300 | 66.2213 | 17.2378 | 5.4869 | 2913002 | 20391020 | 39995520 | 5605548 | 265894200 | 4494077 | 63299542 | 329193742 | 324699665 | 58805465 | 92.9% | 18.11% | 212715360 | 85.01% | 85.01% | 85.01% | 18.11%
3000 | 7000 | 27460 |  | 1046715000 | 1046.715 | 0.2107 | 66934410 | 66.9344 | 37619050 | 37.6191 | 26.0257 | 3.8107 | 4369504 | 10195510 | 39995520 |  | 277690800 | 8549895 | 54560534 | 332251334 | 323701439 | 46010639 | 84.33% | 14.21% | 222152640 | 85.48% | 85.48% | 85.48% | 14.21%
13000 | 13000 | 22054 | 90 | 1046718000 | 1046.718 | 0.2135 | 63800740 | 63.8007 | 84864970 | 84.865 | 14.391 | 6.3675 | 18934520 | 18934520 | 32121680 | 7412019 | 259446900 | 4222454 | 69990720 | 329437620 | 325215166 | 65768266 | 93.97% | 20.22% | 207557520 | 85.34% | 85.34% | 85.34% | 20.22%
14000 | 14000 | 13405 | 15 | 1046743000 | 1046.743 | 0.21088 | 65800800 | 65.8008 | 54737150 | 54.7371 | 19.5472 | 4.9746 | 20391020 | 20391020 | 19524400 | 1264037 | 272088200 | 8279352 | 60306440 | 332394640 | 324115288 | 52027088 | 86.27% | 16.05% | 217670560 | 85.76% | 85.76% | 85.76% | 16.05%
16000 | 5000 | 22054 | 30 | 1046771000 | 1046.771 | 0.2114 | 65332120 | 65.3321 | 61831220 | 61.8312 | 17.9114 | 5.3624 | 23304020 | 7282506 | 32121680 | 2522577 | 269119600 | 7466434 | 62708206 | 331827806 | 324361372 | 55241772 | 88.09% | 17.03% | 215295680 | 85.71% | 85.71% | 85.71% | 17.03%
5000 | 8000 | 27460 | 30 | 1046780000 | 1046.78 | 0.21182 | 65996150 | 65.9962 | 51829550 | 51.8295 | 20.5013 | 4.7433 | 7282506 | 11652010 | 39995520 | 2474566 | 272059900 | 6822273 | 58930036 | 330989936 | 324167663 | 52107763 | 88.42% | 16.07% | 217647920 | 85.32% | 85.32% | 85.32% | 16.07%
13000 | 6000 | 22054 | 15 | 1046802000 | 1046.802 | 0.21094 | 65922080 | 65.9221 | 52967970 | 52.968 | 20.0373 | 4.8627 | 18934520 | 8739007 | 32121680 | 1259408 | 272485800 | 8191720 | 59795207 | 332281007 | 324089287 | 51603487 | 86.3% | 15.92% | 217988640 | 85.71% | 85.71% | 85.71% | 15.92%
13000 | 10000 | 22054 | 60 | 1046808000 | 1046.808 | 0.21261 | 64666560 | 64.6666 | 71901970 | 71.902 | 16.1379 | 5.8278 | 18934520 | 14565010 | 32121680 | 4971272 | 264738300 | 5607251 | 65621210 | 330359510 | 324752259 | 60013959 | 91.46% | 18.48% | 211790640 | 85.42% | 85.42% | 85.42% | 18.48%
11000 | 8000 | 27460 | 80 | 1046843000 | 1046.843 | 0.21334 | 64251270 | 64.2513 | 78198050 | 78.198 | 15.2398 | 6.0854 | 16021510 | 11652010 | 39995520 | 6535181 | 261851100 | 4508898 | 67669040 | 329520140 | 325011242 | 63160142 | 93.34% | 19.43% | 209480880 | 85.27% | 85.27% | 85.27% | 19.43%
7000 | 6000 | 27460 | 25 | 1046851000 | 1046.851 | 0.21157 | 66027520 | 66.0275 | 51427050 | 51.4271 | 20.574 | 4.7336 | 10195510 | 8739007 | 39995520 | 2070566 | 272424000 | 7226834 | 58930037 | 331354037 | 324127203 | 51703203 | 87.74% | 15.95% | 217939200 | 85.42% | 85.42% | 85.42% | 15.95%
16000 | 12000 | 13405 | 10 | 1046852000 | 1046.852 | 0.21063 | 65834770 | 65.8348 | 54334650 | 54.3347 | 19.6057 | 4.9675 | 23304020 | 17478010 | 19524400 | 848037.2 | 272463100 | 8695929 | 60306430 | 332769530 | 324073601 | 51610501 | 85.58% | 15.93% | 217970480 | 85.87% | 85.87% | 85.87% | 15.93%
2000 | 13000 | 27460 | 60 | 1046861000 | 1046.861 | 0.21303 | 65333480 | 65.3335 | 61900300 | 61.9003 | 18.0718 | 5.2765 | 2913002 | 18934520 | 39995520 | 4836930 | 267690700 | 4983820 | 61843042 | 329533742 | 324549922 | 56859222 | 91.94% | 17.52% | 214152560 | 85.04% | 85.04% | 85.04% | 17.52%
5000 | 13000 | 22054 | 25 | 1046883000 | 1046.883 | 0.21165 | 66107300 | 66.1073 | 50256970 | 50.257 | 20.9398 | 4.6571 | 7282506 | 18934520 | 32121680 | 2068384 | 272885200 | 7126487 | 58338706 | 331223906 | 324097419 | 51212219 | 87.78% | 15.8% | 218308160 | 85.36% | 85.36% | 85.36% | 15.8%
11000 | 7000 | 27460 | 70 | 1046898000 | 1046.898 | 0.21304 | 64541540 | 64.5415 | 73877050 | 73.877 | 15.8509 | 5.9015 | 16021510 | 10195510 | 39995520 | 5730942 | 263621800 | 4976494 | 66212540 | 329834340 | 324857846 | 61236046 | 92.48% | 18.85% | 210897440 | 85.3% | 85.3% | 85.3% | 18.85%
13000 | 14000 | 22054 | 100 | 1046913000 | 1046.913 | 0.2138 | 63527050 | 63.5271 | 89185970 | 89.186 | 13.8911 | 6.5372 | 18934520 | 20391020 | 32121680 | 8215155 | 257745200 | 3824060 | 71447220 | 329192420 | 325368360 | 67623160 | 94.65% | 20.78% | 206196160 | 85.33% | 85.33% | 85.33% | 20.78%
9000 | 14000 | 22054 | 70 | 1046924000 | 1046.924 | 0.21311 | 64620860 | 64.6209 | 72706970 | 72.707 | 16.0393 | 5.8418 | 13108510 | 20391020 | 32121680 | 5700465 | 264081100 | 4877046 | 65621210 | 329702310 | 324825264 | 60744164 | 92.57% | 18.7% | 211264880 | 85.24% | 85.24% | 85.24% | 18.7%
9000 | 4000 | 27460 | 20 | 1046925000 | 1046.925 | 0.21133 | 66059140 | 66.0591 | 51024550 | 51.0245 | 20.6471 | 4.724 | 13108510 | 5826005 | 39995520 | 1665410 | 272789200 | 7632552 | 58930035 | 331719235 | 324086683 | 51297483 | 87.05% | 15.83% | 218231360 | 85.52% | 85.52% | 85.52% | 15.83%
2000 | 14000 | 22054 | 10 | 1046966000 | 1046.966 | 0.21119 | 66700700 | 66.7007 | 41393720 | 41.3937 | 24.2011 | 4.0781 | 2913002 | 20391020 | 32121680 | 832512.1 | 276265700 | 7863337 | 55425702 | 331691402 | 323828065 | 47562365 | 85.81% | 14.69% | 221012560 | 85.37% | 85.37% | 85.37% | 14.69%
16077 | 4000 | 22054 | 20 | 1046980000 | 1046.98 | 0.21107 | 65624200 | 65.6242 | 57636860 | 57.6369 | 18.7989 | 5.1479 | 23416170 | 5826005 | 32121680 | 1687541 | 270894900 | 8048243 | 61363855 | 332258755 | 324210512 | 53315612 | 86.88% | 16.44% | 216715920 | 85.77% | 85.77% | 85.77% | 16.44%
14000 | 1000 | 27460 | 30 | 1046982000 | 1046.982 | 0.21154 | 65501710 | 65.5017 | 59485300 | 59.4853 | 18.4192 | 5.2295 | 20391020 | 1456501 | 39995520 | 2505403 | 269791900 | 7318582 | 61843041 | 331634941 | 324316359 | 54524459 | 88.17% | 16.81% | 215833520 | 85.62% | 85.62% | 85.62% | 16.81%
2000 | 15936 | 27460 | 90 | 1047011000 | 1047.011 | 0.21396 | 64487960 | 64.488 | 74797950 | 74.798 | 15.7839 | 5.889 | 2913002 | 23210800 | 39995520 | 7067583 | 262485000 | 3617292 | 66119322 | 328604322 | 324987030 | 62502030 | 94.53% | 19.23% | 209988000 | 84.96% | 84.96% | 84.96% | 19.23%
11000 | 2000 | 27460 | 15 | 1047016000 | 1047.016 | 0.21108 | 66091900 | 66.0919 | 50622050 | 50.6221 | 20.7186 | 4.7147 | 16021510 | 2913002 | 39995520 | 1255005 | 273159000 | 8043527 | 58930032 | 332089032 | 324045505 | 50886505 | 86.35% | 15.7% | 218527200 | 85.62% | 85.62% | 85.62% | 15.7%
11000 | 6000 | 27460 | 60 | 1047021000 | 1047.021 | 0.21275 | 64836270 | 64.8363 | 69556050 | 69.556 | 16.5226 | 5.7097 | 16021510 | 8739007 | 39995520 | 4932400 | 265411200 | 5462100 | 64756037 | 330167237 | 324705137 | 59293937 | 91.57% | 18.26% | 212328960 | 85.33% | 85.33% | 85.33% | 18.26%
2000 | 12000 | 27460 | 50 | 1047048000 | 1047.048 | 0.21274 | 65632500 | 65.6325 | 57579300 | 57.5793 | 19.0136 | 5.0549 | 2913002 | 17478010 | 39995520 | 4069899 | 269497800 | 5484123 | 60386532 | 329884332 | 324400209 | 54902409 | 90.92% | 16.92% | 215598240 | 85.08% | 85.08% | 85.08% | 16.92%
| 15936 | 22054 | 15 | 1047051000 | 1047.051 | 0.21148 | 66683940 | 66.6839 | 41730880 | 41.7309 | 24.0904 | 4.0917 |  | 23210800 | 32121680 | 1248257 | 275963700 | 7431164 | 55332480 | 331296180 | 323865016 | 47901316 | 86.57% | 14.79% | 220770960 | 85.25% | 85.25% | 85.25% | 14.79%
9000 | 13000 | 22054 | 60 | 1047054000 | 1047.054 | 0.21282 | 64916080 | 64.9161 | 68385970 | 68.386 | 16.7317 | 5.6473 | 13108510 | 18934520 | 32121680 | 4908874 | 265872500 | 5364022 | 64164710 | 330037210 | 324673188 | 58800688 | 91.64% | 18.11% | 212698000 | 85.27% | 85.27% | 85.27% | 18.11%
14000 | 6000 | 22054 | 25 | 1047081000 | 1047.081 | 0.21137 | 65612590 | 65.6126 | 57912720 | 57.9127 | 18.7525 | 5.1524 | 20391020 | 8739007 | 32121680 | 2092199 | 270616100 | 7622371 | 61251707 | 331867807 | 324245436 | 53629336 | 87.56% | 16.54% | 216492880 | 85.66% | 85.66% | 85.66% | 16.54%
16077 | 4000 | 27460 | 80 | 1047124000 | 1047.124 | 0.21323 | 63986900 | 63.9869 | 82464450 | 82.4644 | 14.6245 | 6.3005 | 23416170 | 5826005 | 39995520 | 6667917 | 260633300 | 4768052 | 69237695 | 329870995 | 325102943 | 64469643 | 93.11% | 19.83% | 208506640 | 85.43% | 85.43% | 85.43% | 19.83%
13000 |  | 27460 | 10 | 1047126000 | 1047.126 | 0.21084 | 66125860 | 66.1259 | 50219550 | 50.2195 | 20.7883 | 4.7058 | 18934520 |  | 39995520 | 839005.3 | 273534000 | 8460104 | 58930040 | 332464040 | 324003936 | 50469936 | 85.64% | 15.58% | 218827200 | 85.73% | 85.73% | 85.73% | 15.58%
7000 | 10000 | 27460 | 70 | 1047139000 | 1047.139 | 0.21325 | 64790730 | 64.7907 | 70361050 | 70.3611 | 16.4178 | 5.7249 | 10195510 | 14565010 | 39995520 | 5660857 | 264754600 | 4732632 | 64756040 | 329510640 | 324778008 | 60023408 | 92.69% | 18.48% | 211803680 | 85.15% | 85.15% | 85.15% | 18.48%
13000 | 15936 | 13405 | 30 | 1047143000 | 1047.143 | 0.21159 | 65477000 | 65.477 | 60019060 | 60.0191 | 18.2753 | 5.2664 | 18934520 | 23210800 | 19524400 | 2502358 | 269926800 | 7289046 | 61669720 | 331596520 | 324307474 | 54380674 | 88.18% | 16.77% | 215941440 | 85.6% | 85.6% | 85.6% | 16.77%
11000 | 10000 | 27460 | 100 | 1047146000 | 1047.146 | 0.21394 | 63698140 | 63.6981 | 86840050 | 86.8401 | 14.1459 | 6.4393 | 16021510 | 14565010 | 39995520 | 8102661 | 258423800 | 3692021 | 70582040 | 329005840 | 325313819 | 66890019 | 94.77% | 20.56% | 206739040 | 85.25% | 85.25% | 85.25% | 20.56%
11000 | 7000 | 22054 | 10 | 1047157000 | 1047.157 | 0.21091 | 66205520 | 66.2055 | 49049470 | 49.0495 | 21.1658 | 4.6276 | 16021510 | 10195510 | 32121680 | 837412.9 | 273994600 | 8359166 | 58338700 | 332333300 | 323974134 | 49979534 | 85.67% | 15.43% | 219195680 | 85.67% | 85.67% | 85.67% | 15.43%
16000 | 4000 | 22054 | 20 | 1047158000 | 1047.158 | 0.21112 | 65644430 | 65.6444 | 57510220 | 57.5102 | 18.8082 | 5.1455 | 23304020 | 5826005 | 32121680 | 1686051 | 270982200 | 8029083 | 61251705 | 332233905 | 324204822 | 53222622 | 86.89% | 16.42% | 216785760 | 85.76% | 85.76% | 85.76% | 16.42%
16077 | 14000 | 13405 | 35 | 1047159000 | 1047.159 | 0.21167 | 65163990 | 65.164 | 64753300 | 64.7533 | 17.2835 | 5.5275 | 23416170 | 20391020 | 19524400 | 2940731 | 268271700 | 7168876 | 63331590 | 331603290 | 324434414 | 56162714 | 88.68% | 17.31% | 214617360 | 85.67% | 85.67% | 85.67% | 17.31%
9000 | 15936 | 22054 | 90 | 1047173000 | 1047.173 | 0.21376 | 64068480 | 64.0685 | 81283620 | 81.2836 | 14.8158 | 6.2136 | 13108510 | 23210800 | 32121680 | 7254808 | 260658200 | 3977313 | 68440990 | 329099190 | 325121877 | 64463677 | 94.19% | 19.83% | 208526560 | 85.19% | 85.19% | 85.19% | 19.83%
5000 | 7000 | 27460 | 20 | 1047176000 | 1047.176 | 0.21154 | 66309000 | 66.309 | 47508550 | 47.5085 | 21.7874 | 4.4936 | 7282506 | 10195510 | 39995520 | 1660658 | 273924700 | 7384927 | 57473536 | 331398236 | 324013309 | 50088609 | 87.15% | 15.46% | 219139760 | 85.37% | 85.37% | 85.37% | 15.46%
16077 | 3000 | 27460 | 70 | 1047187000 | 1047.187 | 0.21293 | 64277680 | 64.2777 | 78143450 | 78.1435 | 15.1729 | 6.1258 | 23416170 | 4369504 | 39995520 | 5830894 | 262406200 | 5241081 | 67781194 | 330187394 | 324946313 | 62540113 | 92.27% | 19.25% | 209924960 | 85.46% | 85.46% | 85.46% | 19.25%
| 10000 | 27460 | 10 | 1047187000 | 1047.187 | 0.21133 | 66870960 | 66.871 | 39047800 | 39.0478 | 25.31 | 3.907 |  | 14565010 | 39995520 | 832139.4 | 276940800 | 7716601 | 54560530 | 331501330 | 323784729 | 46843929 | 85.86% | 14.47% | 221552640 | 85.28% | 85.28% | 85.28% | 14.47%
16077 | 5000 | 27460 | 90 | 1047198000 | 1047.198 | 0.21353 | 63705180 | 63.7052 | 86785450 | 86.7854 | 14.1132 | 6.4709 | 23416170 | 7282506 | 39995520 | 7492547 | 258898200 | 4334073 | 70694196 | 329592396 | 325258323 | 66360123 | 93.87% | 20.4% | 207118560 | 85.41% | 85.41% | 85.41% | 20.4%
3000 | 14000 | 22054 | 20 | 1047208000 | 1047.208 | 0.21161 | 66388760 | 66.3888 | 46338470 | 46.3385 | 22.2112 | 4.4132 | 4369504 | 20391020 | 32121680 | 1659059 | 274385900 | 7284436 | 56882204 | 331268104 | 323983668 | 49597768 | 87.19% | 15.31% | 219508720 | 85.31% | 85.31% | 85.31% | 15.31%
7000 | 12000 | 27460 | 90 | 1047210000 | 1047.21 | 0.21384 | 64222220 | 64.2222 | 79003050 | 79.0031 | 15.13 | 6.1045 | 10195510 | 17478010 | 39995520 | 7187419 | 261263300 | 3855754 | 67669040 | 328932340 | 325076586 | 63813286 | 94.3% | 19.63% | 209010640 | 85.11% | 85.11% | 85.11% | 19.63%
11000 | 5000 | 27460 | 50 | 1047224000 | 1047.224 | 0.21246 | 65136400 | 65.1364 | 65235050 | 65.2351 | 17.2646 | 5.5094 | 16021510 | 7282506 | 39995520 | 4131204 | 267223000 | 5970467 | 63299536 | 330522536 | 324552069 | 57329069 | 90.57% | 17.66% | 213778400 | 85.37% | 85.37% | 85.37% | 17.66%
13000 | 3000 | 27460 | 45 | 1047249000 | 1047.249 | 0.21221 | 65164720 | 65.1647 | 64832550 | 64.8325 | 17.3143 | 5.5031 | 18934520 | 4369504 | 39995520 | 3741269 | 267574400 | 6360944 | 63299544 | 330873944 | 324513000 | 56938600 | 89.95% | 17.55% | 214059520 | 85.47% | 85.47% | 85.47% | 17.55%
9000 | 12000 | 22054 | 50 | 1047256000 | 1047.256 | 0.21253 | 65216100 | 65.2161 | 64064970 | 64.065 | 17.4994 | 5.444 | 13108510 | 17478010 | 32121680 | 4115671 | 267683800 | 5871128 | 62708200 | 330392000 | 324520872 | 56837072 | 90.64% | 17.51% | 214147040 | 85.31% | 85.31% | 85.31% | 17.51%
7000 | 5000 | 27460 | 15 | 1047264000 | 1047.264 | 0.21129 | 66341580 | 66.3416 | 47106050 | 47.1061 | 21.8715 | 4.4826 | 10195510 | 7282506 | 39995520 | 1251083 | 274293900 | 7795070 | 57473536 | 331767436 | 323972366 | 49678466 | 86.44% | 15.33% | 219435120 | 85.47% | 85.47% | 85.47% | 15.33%
11000 | 10000 | 22054 | 45 | 1047276000 | 1047.276 | 0.21229 | 65244120 | 65.2441 | 63662470 | 63.6625 | 17.5516 | 5.4372 | 16021510 | 14565010 | 32121680 | 3727200 | 268034000 | 6260138 | 62708200 | 330742200 | 324482062 | 56448062 | 90.02% | 17.4% | 214427200 | 85.41% | 85.41% | 85.41% | 17.4%
5000 | 12000 | 22054 | 15 | 1047296000 | 1047.296 | 0.21136 | 66421270 | 66.4213 | 45935970 | 45.936 | 22.3003 | 4.4016 | 7282506 | 17478010 | 32121680 | 1249821 | 274754700 | 7694241 | 56882196 | 331636896 | 323942655 | 49187955 | 86.47% | 15.18% | 219803760 | 85.41% | 85.41% | 85.41% | 15.18%
16077 | 2000 | 27460 | 60 | 1047298000 | 1047.298 | 0.21264 | 64571690 | 64.5717 | 73822450 | 73.8225 | 15.7734 | 5.9434 | 23416170 | 2913002 | 39995520 | 5007363 | 264192500 | 5726170 | 66324692 | 330517192 | 324791022 | 60598522 | 91.37% | 18.66% | 211354000 | 85.49% | 85.49% | 85.49% | 18.66%
16000 | 4000 | 27460 | 80 | 1047301000 | 1047.301 | 0.21328 | 64007040 | 64.007 | 82337800 | 82.3378 | 14.6249 | 6.3001 | 23304020 | 5826005 | 39995520 | 6657515 | 260720200 | 4749399 | 69125545 | 329845745 | 325096346 | 64376146 | 93.13% | 19.8% | 208576160 | 85.42% | 85.42% | 85.42% | 19.8%
| 13000 | 27460 | 45 | 1047316000 | 1047.316 | 0.21271 | 65910210 | 65.9102 | 53660800 | 53.6608 | 20.005 | 4.833 |  | 18934520 | 39995520 | 3669614 | 270982900 | 5625566 | 58930040 | 329912940 | 324287374 | 53304474 | 90.45% | 16.44% | 216786320 | 85.02% | 85.02% | 85.02% | 16.44%
13000 | 8000 | 22054 | 40 | 1047323000 | 1047.323 | 0.21204 | 65273950 | 65.2739 | 63259970 | 63.26 | 17.6011 | 5.4312 | 18934520 | 11652010 | 32121680 | 3330305 | 268391600 | 6657584 | 62708210 | 331099810 | 324442226 | 56050626 | 89.38% | 17.28% | 214713280 | 85.51% | 85.51% | 85.51% | 17.28%
16000 | 14000 | 13405 | 35 | 1047336000 | 1047.336 | 0.21172 | 65184170 | 65.1842 | 64626650 | 64.6266 | 17.289 | 5.5259 | 23304020 | 20391020 | 19524400 | 2938041 | 268358700 | 7149608 | 63219440 | 331578140 | 324428532 | 56069832 | 88.69% | 17.28% | 214686960 | 85.66% | 85.66% | 85.66% | 17.28%
16000 | 3000 | 27460 | 70 | 1047363000 | 1047.363 | 0.21298 | 64297800 | 64.2978 | 78016800 | 78.0168 | 15.1742 | 6.1252 | 23304020 | 4369504 | 39995520 | 5822997 | 262492900 | 5222070 | 67669044 | 330161944 | 324939874 | 62446974 | 92.28% | 19.22% | 209994320 | 85.45% | 85.45% | 85.45% | 19.22%
14000 |  | 27460 | 20 | 1047372000 | 1047.372 | 0.21126 | 65814200 | 65.8142 | 55164300 | 55.1643 | 19.3876 | 5.0053 | 20391020 |  | 39995520 | 1676067 | 271655300 | 7881277 | 60386540 | 332041840 | 324160563 | 52505263 | 86.95% | 16.2% | 217324240 | 85.67% | 85.67% | 85.67% | 16.2%
9000 | 3000 | 27460 | 10 | 1047374000 | 1047.374 | 0.21105 | 66375540 | 66.3755 | 46703550 | 46.7035 | 21.9536 | 4.4721 | 13108510 | 4369504 | 39995520 | 835083 | 274668800 | 8211648 | 57473534 | 332142334 | 323930686 | 49261886 | 85.71% | 15.21% | 219735040 | 85.58% | 85.58% | 85.58% | 15.21%
16000 | 5000 | 27460 | 90 | 1047377000 | 1047.377 | 0.21357 | 63725440 | 63.7254 | 86658800 | 86.6588 | 14.1126 | 6.4708 | 23304020 | 7282506 | 39995520 | 7479353 | 258985600 | 4316194 | 70582046 | 329567646 | 325251452 | 66265852 | 93.88% | 20.37% | 207188480 | 85.4% | 85.4% | 85.4% | 20.37%
14000 | 10000 | 22054 | 70 | 1047384000 | 1047.384 | 0.21305 | 64376780 | 64.3768 | 76846720 | 76.8467 | 15.3436 | 6.0676 | 20391020 | 14565010 | 32121680 | 5783103 | 262950800 | 5122141 | 67077710 | 330028510 | 324906369 | 61955569 | 92.36% | 19.07% | 210360640 | 85.39% | 85.39% | 85.39% | 19.07%
16077 | 6000 | 27460 | 100 | 1047385000 | 1047.385 | 0.21383 | 63430970 | 63.431 | 91106450 | 91.1064 | 13.6358 | 6.6369 | 23416170 | 8739007 | 39995520 | 8313855 | 257194400 | 3931685 | 72150697 | 329345097 | 325413412 | 68219012 | 94.55% | 20.96% | 205755520 | 85.4% | 85.4% | 85.4% | 20.96%
3000 | 14000 | 27460 | 80 | 1047392000 | 1047.392 | 0.21376 | 64754100 | 64.7541 | 71166050 | 71.166 | 16.3004 | 5.744 | 4369504 | 20391020 | 39995520 | 6348134 | 264135200 | 4044401 | 64756044 | 328891244 | 324846843 | 60711643 | 93.75% | 18.69% | 211308160 | 84.98% | 84.98% | 84.98% | 18.69%
3000 | 13000 | 27460 | 70 | 1047404000 | 1047.404 | 0.21346 | 65041550 | 65.0416 | 66845050 | 66.8451 | 17.0389 | 5.5423 | 4369504 | 18934520 | 39995520 | 5605548 | 265894200 | 4494077 | 63299544 | 329193744 | 324699667 | 58805467 | 92.9% | 18.11% | 212715360 | 85.01% | 85.01% | 85.01% | 18.11%
7000 | 10000 | 22054 | 10 | 1047405000 | 1047.405 | 0.21112 | 66455240 | 66.4552 | 45533470 | 45.5335 | 22.3872 | 4.3905 | 10195510 | 14565010 | 32121680 | 833821.3 | 275129600 | 8110818 | 56882200 | 332011800 | 323900982 | 48771382 | 85.74% | 15.06% | 220103680 | 85.52% | 85.52% | 85.52% | 15.06%
14000 | 12000 | 22054 | 90 | 1047410000 | 1047.41 | 0.21364 | 63805250 | 63.8053 | 85488720 | 85.4887 | 14.2516 | 6.4183 | 20391020 | 17478010 | 32121680 | 7412019 | 259446900 | 4222454 | 69990710 | 329437610 | 325215156 | 65768256 | 93.97% | 20.22% | 207557520 | 85.34% | 85.34% | 85.34% | 20.22%
16077 | 3000 | 22054 | 10 | 1047425000 | 1047.425 | 0.21079 | 65940330 | 65.9403 | 53315860 | 53.3159 | 19.8155 | 4.919 | 23416170 | 4369504 | 32121680 | 844334.7 | 272773400 | 8627521 | 59907354 | 332680754 | 324053233 | 51279833 | 85.6% | 15.82% | 218218720 | 85.83% | 85.83% | 85.83% | 15.82%
2000 | 13000 | 22054 |  | 1047440000 | 1047.44 | 0.21091 | 67018740 | 67.0187 | 37072720 | 37.0727 | 26.1983 | 3.7864 | 2913002 | 18934520 | 32121680 |  | 278152100 | 8449472 | 53969202 | 332121302 | 323671830 | 45519730 | 84.34% | 14.06% | 222521680 | 85.42% | 85.42% | 85.42% | 14.06%
7000 | 13000 | 27460 | 100 | 1047441000 | 1047.441 | 0.21414 | 63950940 | 63.9509 | 83324050 | 83.324 | 14.5586 | 6.2865 | 10195510 | 18934520 | 39995520 | 7931872 | 259571700 | 3473273 | 69125550 | 328697250 | 325223977 | 65652277 | 94.98% | 20.19% | 207657360 | 85.11% | 85.11% | 85.11% | 20.19%
14000 | 15936 | 13405 | 40 | 1047458000 | 1047.458 | 0.21202 | 65169860 | 65.1699 | 64963810 | 64.9638 | 17.2361 | 5.5329 | 20391020 | 23210800 | 19524400 | 3339850 | 268067000 | 6729046 | 63126220 | 331193220 | 324464174 | 56397174 | 89.34% | 17.38% | 214453600 | 85.55% | 85.55% | 85.55% | 17.38%
16000 | 2000 | 27460 | 60 | 1047476000 | 1047.476 | 0.21269 | 64591860 | 64.5919 | 73695800 | 73.6958 | 15.7757 | 5.9424 | 23304020 | 2913002 | 39995520 | 5001246 | 264279500 | 5707202 | 66212542 | 330492042 | 324784840 | 60505340 | 91.38% | 18.63% | 211423600 | 85.48% | 85.48% | 85.48% | 18.63%
7000 | 8000 | 27460 | 50 | 1047477000 | 1047.477 | 0.21267 | 65386370 | 65.3864 | 61719050 | 61.7191 | 17.9773 | 5.3151 | 10195510 | 11652010 | 39995520 | 4095343 | 268359000 | 5726436 | 61843040 | 330202040 | 324475604 | 56116604 | 90.74% | 17.29% | 214687200 | 85.22% | 85.22% | 85.22% | 17.29%
9000 | 6000 | 27460 | 45 | 1047492000 | 1047.492 | 0.21242 | 65414080 | 65.4141 | 61316550 | 61.3165 | 18.034 | 5.3075 | 13108510 | 8739007 | 39995520 | 3708284 | 268707800 | 6114031 | 61843037 | 330550837 | 324436806 | 55729006 | 90.11% | 17.18% | 214966240 | 85.32% | 85.32% | 85.32% | 17.18%
14000 | 5000 | 22054 | 15 | 1047494000 | 1047.494 | 0.21108 | 65926600 | 65.9266 | 53591720 | 53.5917 | 19.767 | 4.9237 | 20391020 | 7282506 | 32121680 | 1259408 | 272485800 | 8191720 | 59795206 | 332281006 | 324089286 | 51603486 | 86.3% | 15.92% | 217988640 | 85.71% | 85.71% | 85.71% | 15.92%
16077 | 1000 | 27460 | 50 | 1047497000 | 1047.497 | 0.21235 | 64871520 | 64.8715 | 69501450 | 69.5015 | 16.431 | 5.7535 | 23416170 | 1456501 | 39995520 | 4183346 | 266003100 | 6235585 | 64868191 | 330871291 | 324635706 | 58632606 | 90.39% | 18.06% | 212802480 | 85.53% | 85.53% | 85.53% | 18.06%
5000 | 15936 | 22054 | 60 | 1047514000 | 1047.514 | 0.21308 | 65184190 | 65.1842 | 64804620 | 64.8046 | 17.376 | 5.4628 | 7282506 | 23210800 | 32121680 | 4858135 | 267085300 | 5109715 | 62614986 | 329700286 | 324590571 | 57505271 | 91.84% | 17.72% | 213668240 | 85.12% | 85.12% | 85.12% | 17.72%
3000 | 8000 | 27460 | 15 | 1047515000 | 1047.515 | 0.2115 | 66591420 | 66.5914 | 43590050 | 43.59 | 23.2015 | 4.2402 | 4369504 | 11652010 | 39995520 | 1248750 | 275429300 | 7547108 | 56017034 | 331446334 | 323899226 | 48469926 | 86.53% | 14.96% | 220343440 | 85.32% | 85.32% | 85.32% | 14.96%
7000 | 13000 | 22054 | 45 | 1047525000 | 1047.525 | 0.2125 | 65493880 | 65.4939 | 60146470 | 60.1465 | 18.2971 | 5.2392 | 10195510 | 18934520 | 32121680 | 3697758 | 269169100 | 6014583 | 61251710 | 330420810 | 324406227 | 55237127 | 90.18% | 17.03% | 215335280 | 85.26% | 85.26% | 85.26% | 17.03%
16077 | 13000 | 13405 | 25 | 1047534000 | 1047.534 | 0.21139 | 65475540 | 65.4755 | 60432300 | 60.4323 | 18.102 | 5.3189 | 23416170 | 18934520 | 19524400 | 2101977 | 270131100 | 7728604 | 61875090 | 332006190 | 324277586 | 54146486 | 87.51% | 16.7% | 216104880 | 85.72% | 85.72% | 85.72% | 16.7%
11000 | 4000 | 27460 | 40 | 1047535000 | 1047.535 | 0.21218 | 65443650 | 65.4437 | 60914050 | 60.9141 | 18.0879 | 5.3006 | 16021510 | 5826005 | 39995520 | 3312598 | 269064400 | 6510267 | 61843035 | 330907435 | 324397168 | 55332768 | 89.47% | 17.06% | 215251520 | 85.42% | 85.42% | 85.42% | 17.06%
3000 | 12000 | 27460 | 60 | 1047553000 | 1047.553 | 0.21317 | 65338000 | 65.338 | 62524050 | 62.5241 | 17.8529 | 5.3335 | 4369504 | 17478010 | 39995520 | 4836930 | 267690700 | 4983820 | 61843034 | 329533734 | 324549914 | 56859214 | 91.94% | 17.52% | 214152560 | 85.04% | 85.04% | 85.04% | 17.52%
16077 | 6000 | 22054 | 45 | 1047555000 | 1047.555 | 0.21217 | 64979650 | 64.9797 | 67928860 | 67.9289 | 16.6833 | 5.6857 | 23416170 | 8739007 | 32121680 | 3769212 | 266815800 | 6528003 | 64276857 | 331092657 | 324564654 | 57748854 | 89.84% | 17.79% | 213452640 | 85.57% | 85.57% | 85.57% | 17.79%
16000 | 6000 | 27460 | 100 | 1047565000 | 1047.565 | 0.21388 | 63451330 | 63.4513 | 90979800 | 90.9798 | 13.6343 | 6.6371 | 23304020 | 8739007 | 39995520 | 8297876 | 257282200 | 3914491 | 72038547 | 329320747 | 325406256 | 68124056 | 94.57% | 20.94% | 205825760 | 85.39% | 85.39% | 85.39% | 20.94%
13000 | 2000 | 27460 | 35 | 1047603000 | 1047.603 | 0.21193 | 65474850 | 65.4749 | 60511550 | 60.5115 | 18.1394 | 5.2943 | 18934520 | 2913002 | 39995520 | 2909403 | 269427800 | 6914021 | 61843042 | 331270842 | 324356821 | 54929021 | 88.82% | 16.93% | 215542240 | 85.52% | 85.52% | 85.52% | 16.93%
16000 | 3000 | 22054 | 10 | 1047603000 | 1047.603 | 0.21084 | 65960560 | 65.9606 | 53189220 | 53.1892 | 19.8279 | 4.9162 | 23304020 | 4369504 | 32121680 | 843407.8 | 272860700 | 8608297 | 59795204 | 332655904 | 324047607 | 51186907 | 85.6% | 15.8% | 218288560 | 85.82% | 85.82% | 85.82% | 15.8%
14000 | 13000 | 22054 | 100 | 1047605000 | 1047.605 | 0.21394 | 63531560 | 63.5316 | 89809720 | 89.8097 | 13.7608 | 6.5869 | 20391020 | 18934520 | 32121680 | 8215155 | 257745200 | 3824060 | 71447220 | 329192420 | 325368360 | 67623160 | 94.65% | 20.78% | 206196160 | 85.33% | 85.33% | 85.33% | 20.78%
5000 | 6000 | 27460 | 10 | 1047624000 | 1047.624 | 0.21126 | 66625370 | 66.6254 | 43187550 | 43.1876 | 23.2994 | 4.2279 | 7282506 | 8739007 | 39995520 | 832799.8 | 275804200 | 7963636 | 56017033 | 331821233 | 323857597 | 48053397 | 85.78% | 14.84% | 220643360 | 85.43% | 85.43% | 85.43% | 14.84%
2000 | 15936 | 22054 | 35 | 1047628000 | 1047.628 | 0.21233 | 66066230 | 66.0662 | 51620380 | 51.6204 | 20.4912 | 4.7394 | 2913002 | 23210800 | 32121680 | 2876040 | 272229700 | 6301564 | 58245482 | 330475182 | 324173618 | 51943918 | 89.18% | 16.02% | 217783760 | 85.15% | 85.15% | 85.15% | 16.02%
11000 | 6000 | 22054 |  | 1047630000 | 1047.63 | 0.21063 | 66523560 | 66.5236 | 44728470 | 44.7285 | 22.5637 | 4.3681 | 16021510 | 8739007 | 32121680 |  | 275881100 | 8945797 | 56882197 | 332763297 | 323817500 | 47936400 | 84.27% | 14.8% | 220704880 | 85.72% | 85.72% | 85.72% | 14.8%
| 12000 | 27460 | 35 | 1047654000 | 1047.654 | 0.21242 | 66219280 | 66.2193 | 49339800 | 49.3398 | 21.2213 | 4.5887 |  | 17478010 | 39995520 | 2873191 | 272831900 | 6170711 | 57473530 | 330305430 | 324134719 | 51302819 | 89.26% | 15.83% | 218265520 | 85.07% | 85.07% | 85.07% | 15.83%
3000 | 13000 | 22054 | 10 | 1047658000 | 1047.658 | 0.21133 | 66705210 | 66.7052 | 42017470 | 42.0175 | 23.8033 | 4.1429 | 4369504 | 18934520 | 32121680 | 832512.1 | 276265700 | 7863337 | 55425704 | 331691404 | 323828067 | 47562367 | 85.81% | 14.69% | 221012560 | 85.37% | 85.37% | 85.37% | 14.69%
16000 | 1000 | 27460 | 50 | 1047675000 | 1047.675 | 0.21239 | 64891700 | 64.8917 | 69374800 | 69.3748 | 16.4346 | 5.7523 | 23304020 | 1456501 | 39995520 | 4179059 | 266090100 | 6216487 | 64756041 | 330846141 | 324629654 | 58539554 | 90.4% | 18.03% | 212872080 | 85.52% | 85.52% | 85.52% | 18.03%
14000 | 8000 | 22054 | 50 | 1047701000 | 1047.701 | 0.21247 | 64971030 | 64.971 | 68204720 | 68.2047 | 16.643 | 5.6894 | 20391020 | 11652010 | 32121680 | 4157786 | 266549400 | 6116153 | 64164710 | 330714110 | 324597957 | 58048557 | 90.47% | 17.88% | 213239520 | 85.46% | 85.46% | 85.46% | 17.88%
13000 | 7000 | 22054 | 30 | 1047702000 | 1047.702 | 0.21175 | 65585730 | 65.5857 | 58938970 | 58.939 | 18.4612 | 5.2185 | 18934520 | 10195510 | 32121680 | 2496199 | 270252000 | 7217810 | 61251710 | 331503710 | 324285900 | 54033900 | 88.22% | 16.66% | 216201600 | 85.56% | 85.56% | 85.56% | 16.66%
16000 | 13000 | 13405 | 25 | 1047713000 | 1047.713 | 0.21144 | 65495780 | 65.4958 | 60305650 | 60.3056 | 18.1095 | 5.3169 | 23304020 | 18934520 | 19524400 | 2099983 | 270218400 | 7709492 | 61762940 | 331981340 | 324271848 | 54053448 | 87.52% | 16.67% | 216174720 | 85.71% | 85.71% | 85.71% | 16.67%
2000 | 10000 | 27460 | 30 | 1047725000 | 1047.725 | 0.21217 | 66250660 | 66.2507 | 48937300 | 48.9373 | 21.3021 | 4.5779 | 2913002 | 14565010 | 39995520 | 2469191 | 273196000 | 6575272 | 57473532 | 330669532 | 324094260 | 50898260 | 88.56% | 15.7% | 218556800 | 85.17% | 85.17% | 85.17% | 15.7%
16000 | 6000 | 22054 | 45 | 1047732000 | 1047.732 | 0.21222 | 64999820 | 64.9998 | 67802220 | 67.8022 | 16.6875 | 5.6843 | 23304020 | 8739007 | 32121680 | 3765708 | 266902800 | 6508775 | 64164707 | 331067507 | 324558732 | 57655932 | 89.86% | 17.76% | 213522240 | 85.56% | 85.56% | 85.56% | 17.76%
7000 | 7000 | 27460 | 40 | 1047783000 | 1047.783 | 0.21239 | 65693290 | 65.6933 | 57398050 | 57.398 | 18.8974 | 5.0959 | 10195510 | 10195510 | 39995520 | 3291752 | 270199100 | 6263350 | 60386540 | 330585640 | 324322290 | 54123190 | 89.63% | 16.69% | 216159280 | 85.27% | 85.27% | 85.27% | 16.69%
13000 | 14000 | 13405 | 10 | 1047787000 | 1047.787 | 0.21098 | 66088580 | 66.0886 | 51442400 | 51.4424 | 20.3167 | 4.8069 | 18934520 | 20391020 | 19524400 | 838789.6 | 273596300 | 8446407 | 58849940 | 332446240 | 323999833 | 50403533 | 85.65% | 15.56% | 218877040 | 85.72% | 85.72% | 85.72% | 15.56%
16077 |  | 27460 | 40 | 1047812000 | 1047.812 | 0.21206 | 65178980 | 65.179 | 65180440 | 65.1804 | 17.1533 | 5.5563 | 23416170 |  | 39995520 | 3346693 | 267845500 | 6778079 | 63411690 | 331257190 | 324479111 | 56633611 | 89.31% | 17.45% | 214276400 | 85.58% | 85.58% | 85.58% | 17.45%
5000 | 14000 | 22054 | 40 | 1047815000 | 1047.815 | 0.21246 | 65773040 | 65.773 | 56227970 | 56.228 | 19.1946 | 5.0244 | 7282506 | 20391020 | 32121680 | 3285046 | 270660200 | 6163271 | 59795206 | 330455406 | 324292135 | 53631935 | 89.69% | 16.54% | 216528160 | 85.21% | 85.21% | 85.21% | 16.54%
9000 | 2000 | 27460 |  | 1047846000 | 1047.846 | 0.21077 | 66693480 | 66.6935 | 42382550 | 42.3826 | 23.4989 | 4.2029 | 13108510 | 2913002 | 39995520 |  | 276554800 | 8797591 | 56017032 | 332571832 | 323774241 | 47219441 | 84.29% | 14.58% | 221243840 | 85.63% | 85.63% | 85.63% | 14.58%
9000 | 5000 | 27460 | 35 | 1047847000 | 1047.847 | 0.21214 | 65724210 | 65.7242 | 56995550 | 56.9956 | 18.9564 | 5.0883 | 13108510 | 7282506 | 39995520 | 2889846 | 270561300 | 6665814 | 60386536 | 330947836 | 324282022 | 53720722 | 88.96% | 16.57% | 216449040 | 85.37% | 85.37% | 85.37% | 16.57%
11000 | 15936 | 13405 | 15 | 1047870000 | 1047.87 | 0.21127 | 66071740 | 66.0717 | 51779560 | 51.7796 | 20.2446 | 4.8166 | 16021510 | 23210800 | 19524400 | 1254539 | 273294000 | 8013892 | 58756710 | 332050710 | 324036818 | 50742818 | 86.36% | 15.66% | 218635200 | 85.61% | 85.61% | 85.61% | 15.66%
7000 | 12000 | 22054 | 35 | 1047876000 | 1047.876 | 0.21221 | 65803800 | 65.8038 | 55825470 | 55.8255 | 19.2566 | 5.0163 | 10195510 | 17478010 | 32121680 | 2883832 | 271021800 | 6565041 | 59795200 | 330817000 | 324251959 | 53230159 | 89.02% | 16.42% | 216817440 | 85.31% | 85.31% | 85.31% | 16.42%
16077 | 5000 | 22054 | 35 | 1047906000 | 1047.906 | 0.21188 | 65289580 | 65.2896 | 63607860 | 63.6079 | 17.4323 | 5.4853 | 23416170 | 7282506 | 32121680 | 2929004 | 268668400 | 7081090 | 62820356 | 331488756 | 324407666 | 55739266 | 88.73% | 17.18% | 214934720 | 85.62% | 85.62% | 85.62% | 17.18%
16077 | 2000 | 22054 |  | 1047907000 | 1047.907 | 0.21051 | 66258930 | 66.2589 | 48994860 | 48.9949 | 20.9881 | 4.6757 | 23416170 | 2913002 | 32121680 |  | 274662200 | 9217166 | 58450852 | 333113052 | 323895886 | 49233686 | 84.23% | 15.2% | 219729760 | 85.89% | 85.89% | 85.89% | 15.2%
11000 | 3000 | 27460 | 30 | 1047917000 | 1047.917 | 0.21189 | 65755580 | 65.7556 | 56593050 | 56.593 | 19.0151 | 5.0808 | 16021510 | 4369504 | 39995520 | 2485846 | 270925500 | 7070375 | 60386534 | 331312034 | 324241659 | 53316159 | 88.29% | 16.44% | 216740400 | 85.47% | 85.47% | 85.47% | 16.44%
14000 | 2000 | 27460 | 45 | 1047941000 | 1047.941 | 0.21235 | 65169240 | 65.1692 | 65456300 | 65.4563 | 17.1124 | 5.56 | 20391020 | 2913002 | 39995520 | 3741269 | 267574400 | 6360944 | 63299542 | 330873942 | 324512998 | 56938598 | 89.95% | 17.55% | 214059520 | 85.47% | 85.47% | 85.47% | 17.55%
9000 | 10000 | 22054 | 30 | 1047947000 | 1047.947 | 0.21196 | 65835170 | 65.8352 | 55422970 | 55.423 | 19.318 | 5.0083 | 13108510 | 14565010 | 32121680 | 2479832 | 271385900 | 6969602 | 59795200 | 331181100 | 324211498 | 52825598 | 88.34% | 16.29% | 217108720 | 85.41% | 85.41% | 85.41% | 16.29%
16077 | 12000 | 13405 | 15 | 1047948000 | 1047.948 | 0.21111 | 65789600 | 65.7896 | 56111300 | 56.1113 | 19.0284 | 5.0981 | 23416170 | 17478010 | 19524400 | 1265150 | 272001000 | 8298576 | 60418580 | 332419580 | 324121004 | 52120004 | 86.26% | 16.08% | 217600800 | 85.78% | 85.78% | 85.78% | 16.08%
3000 | 15936 | 27460 | 100 | 1047955000 | 1047.955 | 0.2144 | 64222550 | 64.2225 | 79742700 | 79.7427 | 14.9947 | 6.132 | 4369504 | 23210800 | 39995520 | 7776008 | 260799100 | 3244085 | 67575824 | 328374924 | 325130839 | 64331739 | 95.2% | 19.79% | 208639280 | 84.96% | 84.96% | 84.96% | 19.79%
3000 | 15936 | 22054 | 45 | 1047977000 | 1047.977 | 0.21276 | 65761380 | 65.7614 | 56565130 | 56.5651 | 19.122 | 5.035 | 4369504 | 23210800 | 32121680 | 3676268 | 270379400 | 5754817 | 59701984 | 330081384 | 324326567 | 53947167 | 90.36% | 16.63% | 216303520 | 85.1% | 85.1% | 85.1% | 16.63%
13000 | 1000 | 27460 | 25 | 1047987000 | 1047.987 | 0.21164 | 65786950 | 65.787 | 56190550 | 56.1906 | 19.0744 | 5.0732 | 18934520 | 1456501 | 39995520 | 2081846 | 271289600 | 7474935 | 60386541 | 331676141 | 324201206 | 52911606 | 87.62% | 16.32% | 217031680 | 85.57% | 85.57% | 85.57% | 16.32%
16000 |  | 27460 | 40 | 1047989000 | 1047.989 | 0.21211 | 65199160 | 65.1992 | 65053800 | 65.0538 | 17.1586 | 5.5547 | 23304020 |  | 39995520 | 3343954 | 267932500 | 6758810 | 63299540 | 331232040 | 324473230 | 56540730 | 89.32% | 17.43% | 214346000 | 85.57% | 85.57% | 85.57% | 17.43%
14000 | 7000 | 22054 | 40 | 1048015000 | 1048.015 | 0.21218 | 65278460 | 65.2785 | 63883720 | 63.8837 | 17.3922 | 5.4887 | 20391020 | 10195510 | 32121680 | 3330305 | 268391600 | 6657584 | 62708210 | 331099810 | 324442226 | 56050626 | 89.38% | 17.28% | 214713280 | 85.51% | 85.51% | 85.51% | 17.28%
11000 | 8000 | 22054 | 25 | 1048017000 | 1048.017 | 0.21171 | 65866540 | 65.8665 | 55020470 | 55.0205 | 19.38 | 5.0003 | 16021510 | 11652010 | 32121680 | 2075832 | 271750000 | 7374163 | 59795200 | 331545200 | 324171037 | 52421037 | 87.67% | 16.17% | 217400000 | 85.51% | 85.51% | 85.51% | 16.17%
14000 | 14000 | 13405 | 20 | 1048033000 | 1048.033 | 0.2114 | 65776900 | 65.7769 | 56387150 | 56.3871 | 18.9824 | 5.1024 | 20391020 | 20391020 | 19524400 | 1675227 | 271717600 | 7867591 | 60306440 | 332024040 | 324156449 | 52438849 | 86.95% | 16.18% | 217374080 | 85.66% | 85.66% | 85.66% | 16.18%
3000 | 10000 | 27460 | 40 | 1048035000 | 1048.035 | 0.2126 | 65943250 | 65.9433 | 53882050 | 53.882 | 19.8069 | 4.8829 | 4369504 | 14565010 | 39995520 | 3278767 | 271335100 | 6016956 | 58930034 | 330265134 | 324248178 | 52913078 | 89.79% | 16.32% | 217068080 | 85.12% | 85.12% | 85.12% | 16.32%
16000 | 5000 | 22054 | 35 | 1048084000 | 1048.084 | 0.21193 | 65309770 | 65.3098 | 63481220 | 63.4812 | 17.4382 | 5.4836 | 23304020 | 7282506 | 32121680 | 2926577 | 268755500 | 7061873 | 62708206 | 331463706 | 324401833 | 55646333 | 88.74% | 17.15% | 215004400 | 85.61% | 85.61% | 85.61% | 17.15%
16000 | 2000 | 22054 |  | 1048085000 | 1048.085 | 0.21056 | 66279140 | 66.2791 | 48868220 | 48.8682 | 21.0046 | 4.6723 | 23304020 | 2913002 | 32121680 |  | 274749300 | 9197741 | 58338702 | 333088002 | 323890261 | 49140961 | 84.23% | 15.17% | 219799440 | 85.87% | 85.87% | 85.87% | 15.17%
13000 | 6000 | 22054 | 20 | 1048093000 | 1048.093 | 0.21147 | 65898240 | 65.8982 | 54617970 | 54.618 | 19.4421 | 4.9923 | 18934520 | 8739007 | 32121680 | 1670306 | 272115400 | 7780252 | 59795207 | 331910607 | 324130355 | 52014955 | 86.99% | 16.05% | 217692320 | 85.61% | 85.61% | 85.61% | 16.05%
5000 | 8000 | 27460 | 35 | 1048093000 | 1048.093 | 0.21235 | 65973800 | 65.9738 | 53479550 | 53.4796 | 19.8752 | 4.8737 | 7282506 | 11652010 | 39995520 | 2878566 | 271695800 | 6417713 | 58930036 | 330625836 | 324208123 | 52512323 | 89.11% | 16.2% | 217356640 | 85.22% | 85.22% | 85.22% | 16.2%
Note on Z1: [Threaded comment] Your version of Excel allows you to read this threaded comment; however, any edits to it will get removed if the file is opened in a newer version of Excel. Learn more: https://go.microsoft.com/fwlink/?linkid=870924 Comment: INIZIA DA QUA

## PARETO 1
NPC ($): | Self-Sufficiency (%):
999859300 | 22.41% | 22.41% | Front | 999859300 | 22.41% |  | 22.41% | 999859300
999952100 | 22.16% | 22.16% | Front | 999952100 | 22.16% |  | 22.16% | 999952100
1000044000 | 22.14% | 22.14% | Front | 1000044000 | 22.14% |  | 22.14% | 1000044000
1000433000 | 21.88% | 21.88% | Front | 1000433000 | 21.88% |  | 21.88% | 1000433000
1000520000 | 21.86% | 21.86% | Front | 1000520000 | 21.86% |  | 21.86% | 1000520000
1001856000 | 21.26% | 21.26% | Front | 1001856000 | 21.26% |  | 21.26% | 1001856000
1001939000 | 21.24% | 21.24% | Front | 1001939000 | 21.24% |  | 21.24% | 1001939000
1004161000 | 20.71% | 20.71% | Front | 1004161000 | 20.71% |  | 20.71% | 1004161000
1005344000 | 20.44% | 20.44% | Front | 1005344000 | 20.44% |  | 20.44% | 1005344000
1007181000 | 20.44% | 20.44% | Front | 1007181000 | 20.44% |  | 20.44% | 1007181000
1007834000 | 20.18% | 20.18% | Front | 1007834000 | 20.18% |  | 20.18% | 1007834000
1007861000 | 19.89% | 19.89% | Front | 1007861000 | 19.89% |  | 19.89% | 1007861000
1010448000 | 19.82% | 19.82% | Front | 1010448000 | 19.82% |  | 19.82% | 1010448000
1010593000 | 19.31% | 19.31% | Front | 1010593000 | 19.31% |  | 19.31% | 1010593000
1013617000 | 18.72% | 18.72% | Front | 1013617000 | 18.72% |  | 18.72% | 1013617000
1016965000 | 18.09% | 18.09% | Front | 1016965000 | 18.09% |  | 18.09% | 1016965000
1020697000 | 17.79% | 17.79% | Front | 1020697000 | 17.79% |  | 17.79% | 1020697000
1020702000 | 17.43% | 17.43% | Front | 1020702000 | 17.43% |  | 17.43% | 1020702000
1022709000 | 17.09% | 17.09% | Front | 1022709000 | 17.09% |  | 17.09% | 1022709000
1026005000 | 16.77% | 16.77% | Front | 1026005000 | 16.77% |  | 16.77% | 1026005000
1026966000 | 16.39% | 16.39% | Front | 1026966000 | 16.39% |  | 16.39% | 1026966000
1031068000 | 16.05% | 16.05% | Front | 1031068000 | 16.05% |  | 16.05% | 1031068000
1031759000 | 16.05% | 16.05% | Front | 1031759000 | 16.05% |  | 16.05% | 1031759000
1032631000 | 15.69% | 15.69% | Front | 1032631000 | 15.69% |  | 15.69% | 1032631000
1034014000 | 15.69% | 15.69% | Front | 1034014000 | 15.69% |  | 15.69% | 1034014000 | I WOULD USE THIS ONE
1035608000 | 15.32% | 15.32% | Front | 1035608000 | 15.32% |  | 15.32% | 1035608000
1037683000 | 15.32% | 15.32% | Front | 1037683000 | 15.32% |  | 15.32% | 1037683000
1038593000 | 15.15% | 15.15% | Front | 1038593000 | 15.15% |  | 15.15% | 1038593000
1038610000 | 14.95% | 14.95% | Front | 1038610000 | 14.95% |  | 14.95% | 1038610000
1042096000 | 14.8% | 14.8% | Front | 1042096000 | 14.8% | They look good! Only thing, delete the % after the values beacuse it already is implied (for some reason I couldn't edit that :) ) | 14.8% | 1042096000
1043230000 | 14.41% | 14.41% | Front | 1043230000 | 14.41% |  | 14.41% | 1043230000
1044640000 | 14.21% | 14.21% | Front | 1044640000 | 14.21% |  | 14.21% | 1044640000
1047440000 | 14.06% | 14.06% | Front | 1047440000 | 14.06% |  | 14.06% | 1047440000
999967600 | 22.39% | 14.06% | Interior |  |  |  | 22.39% | 999967600
1000070000 | 22.63% | 14.06% | Interior |  |  |  | 22.63% | 1000070000
1000189000 | 22.61% | 14.06% | Interior |  |  |  | 22.61% | 1000189000
1000606000 | 22.83% | 14.06% | Interior |  |  |  | 22.83% | 1000606000
1000737000 | 22.8% | 14.06% | Interior |  |  |  | 22.8% | 1000737000
1001434000 | 22.99% | 14.06% | Interior |  |  |  | 22.99% | 1001434000
1001577000 | 22.97% | 14.06% | Interior |  |  |  | 22.97% | 1001577000
1002405000 | 23.15% | 14.06% | Interior |  |  |  | 23.15% | 1002405000
1002552000 | 23.12% | 14.06% | Interior |  |  |  | 23.12% | 1002552000
1002759000 | 21.57% | 14.06% | Interior |  |  |  | 21.57% | 1002759000
1002910000 | 21.31% | 14.06% | Interior |  |  |  | 21.31% | 1002910000
1002944000 | 21.79% | 14.06% | Interior |  |  |  | 21.79% | 1002944000
1003476000 | 23.29% | 14.06% | Interior |  |  |  | 23.29% | 1003476000
1003506000 | 21.98% | 14.06% | Interior |  |  |  | 21.98% | 1003506000
1003629000 | 23.26% | 14.06% | Interior |  |  |  | 23.26% | 1003629000
1003897000 | 21.61% | 14.06% | Interior |  |  |  | 21.61% | 1003897000
1004007000 | 21.59% | 14.06% | Interior |  |  |  | 21.59% | 1004007000
1004062000 | 21.84% | 14.06% | Interior |  |  |  | 21.84% | 1004062000
1004069000 | 21.35% | 14.06% | Interior |  |  |  | 21.35% | 1004069000
1004165000 | 21.33% | 14.06% | Interior |  |  |  | 21.33% | 1004165000
1004183000 | 21.81% | 14.06% | Interior |  |  |  | 21.81% | 1004183000
1004233000 | 21.27% | 14.06% | Interior |  |  |  | 21.27% | 1004233000
1004257000 | 21.03% | 14.06% | Interior |  |  |  | 21.03% | 1004257000
1004378000 | 22.15% | 14.06% | Interior |  |  |  | 22.15% | 1004378000
1004585000 | 21.48% | 14.06% | Interior |  |  |  | 21.48% | 1004585000
1004596000 | 22.03% | 14.06% | Interior |  |  |  | 22.03% | 1004596000
1004624000 | 23.43% | 14.06% | Interior |  |  |  | 23.43% | 1004624000
1004732000 | 22.01% | 14.06% | Interior |  |  |  | 22.01% | 1004732000
1004780000 | 23.4% | 14.06% | Interior |  |  |  | 23.4% | 1004780000
1005337000 | 21.66% | 14.06% | Interior |  |  |  | 21.66% | 1005337000
1005338000 | 20.75% | 14.06% | Interior |  |  |  | 20.75% | 1005338000
1005367000 | 22.3% | 14.06% | Interior |  |  |  | 22.3% | 1005367000
1005427000 | 20.73% | 14.06% | Interior |  |  |  | 20.73% | 1005427000
1005451000 | 22.19% | 14.06% | Interior |  |  |  | 22.19% | 1005451000
1005596000 | 22.17% | 14.06% | Interior |  |  |  | 22.17% | 1005596000
1006050000 | 21.31% | 14.06% | Interior |  |  |  | 21.31% | 1006050000
1006092000 | 21.07% | 14.06% | Interior |  |  |  | 21.07% | 1006092000
1006166000 | 21.29% | 14.06% | Interior |  |  |  | 21.29% | 1006166000
1006199000 | 21.04% | 14.06% | Interior |  |  |  | 21.04% | 1006199000
1006280000 | 21.81% | 14.06% | Interior |  |  |  | 21.81% | 1006280000
1006376000 | 21.53% | 14.06% | Interior |  |  |  | 21.53% | 1006376000
1006432000 | 22.35% | 14.06% | Interior |  |  |  | 22.35% | 1006432000
1006478000 | 22.44% | 14.06% | Interior |  |  |  | 22.44% | 1006478000
1006507000 | 21.5% | 14.06% | Interior |  |  |  | 21.5% | 1006507000
1006582000 | 22.32% | 14.06% | Interior |  |  |  | 22.32% | 1006582000
1006928000 | 20.75% | 14.06% | Interior |  |  |  | 20.75% | 1006928000
1007034000 | 20.99% | 14.06% | Interior |  |  |  | 20.99% | 1007034000
1007065000 | 23.69% | 14.06% | Interior |  |  |  | 23.69% | 1007065000
1007104000 | 21.7% | 14.06% | Interior |  |  |  | 21.7% | 1007104000
1007204000 | 20.48% | 14.06% | Interior |  |  |  | 20.48% | 1007204000
1007226000 | 23.66% | 14.06% | Interior |  |  |  | 23.66% | 1007226000
1007248000 | 21.68% | 14.06% | Interior |  |  |  | 21.68% | 1007248000
1007297000 | 20.46% | 14.06% | Interior |  |  |  | 20.46% | 1007297000
1007347000 | 21.96% | 14.06% | Interior |  |  |  | 21.96% | 1007347000
1007473000 | 20.65% | 14.06% | Interior |  |  |  | 20.65% | 1007473000
1007534000 | 22.49% | 14.06% | Interior |  |  |  | 22.49% | 1007534000
1007567000 | 21.18% | 14.06% | Interior |  |  |  | 21.18% | 1007567000
1007648000 | 22.57% | 14.06% | Interior |  |  |  | 22.57% | 1007648000
1007689000 | 22.46% | 14.06% | Interior |  |  |  | 22.46% | 1007689000
1008040000 | 21.86% | 14.06% | Interior |  |  |  | 21.86% | 1008040000
1008188000 | 21.83% | 14.06% | Interior |  |  |  | 21.83% | 1008188000
1008200000 | 20.78% | 14.06% | Interior |  |  |  | 20.78% | 1008200000
1008214000 | 20.83% | 14.06% | Interior |  |  |  | 20.83% | 1008214000
1008294000 | 21.01% | 14.06% | Interior |  |  |  | 21.01% | 1008294000
1008311000 | 20.75% | 14.06% | Interior |  |  |  | 20.75% | 1008311000
1008417000 | 20.99% | 14.06% | Interior |  |  |  | 20.99% | 1008417000
1008421000 | 20.46% | 14.06% | Interior |  |  |  | 20.46% | 1008421000
1008444000 | 21.34% | 14.06% | Interior |  |  |  | 21.34% | 1008444000
1008501000 | 22.09% | 14.06% | Interior |  |  |  | 22.09% | 1008501000
1008699000 | 22.62% | 14.06% | Interior |  |  |  | 22.62% | 1008699000
1008701000 | 20.67% | 14.06% | Interior |  |  |  | 20.67% | 1008701000
1008810000 | 21.21% | 14.06% | Interior |  |  |  | 21.21% | 1008810000
1008856000 | 22.6% | 14.06% | Interior |  |  |  | 22.6% | 1008856000
1008866000 | 22.7% | 14.06% | Interior |  |  |  | 22.7% | 1008866000
1008951000 | 21.18% | 14.06% | Interior |  |  |  | 21.18% | 1008951000
1009096000 | 22% | 14.06% | Interior |  |  |  | 22% | 1009096000
1009113000 | 20.46% | 14.06% | Interior |  |  |  | 20.46% | 1009113000
1009116000 | 19.9% | 14.06% | Interior |  |  |  | 19.9% | 1009116000
1009121000 | 20.2% | 14.06% | Interior |  |  |  | 20.2% | 1009121000
1009159000 | 20.98% | 14.06% | Interior |  |  |  | 20.98% | 1009159000
1009218000 | 20.18% | 14.06% | Interior |  |  |  | 20.18% | 1009218000
1009250000 | 21.98% | 14.06% | Interior |  |  |  | 21.98% | 1009250000
1009393000 | 20.67% | 14.06% | Interior |  |  |  | 20.67% | 1009393000
1009432000 | 20.85% | 14.06% | Interior |  |  |  | 20.85% | 1009432000
1009455000 | 21.49% | 14.06% | Interior |  |  |  | 21.49% | 1009455000
1009681000 | 21.37% | 14.06% | Interior |  |  |  | 21.37% | 1009681000
1009709000 | 22.22% | 14.06% | Interior |  |  |  | 22.22% | 1009709000
1009709000 | 23.93% | 14.06% | Interior |  |  |  | 23.93% | 1009709000
1009808000 | 19.9% | 14.06% | Interior |  |  |  | 19.9% | 1009808000
1009828000 | 21.34% | 14.06% | Interior |  |  |  | 21.34% | 1009828000
1009873000 | 23.9% | 14.06% | Interior |  |  |  | 23.9% | 1009873000
1009914000 | 22.75% | 14.06% | Interior |  |  |  | 22.75% | 1009914000
1010073000 | 22.73% | 14.06% | Interior |  |  |  | 22.73% | 1010073000
1010124000 | 20.85% | 14.06% | Interior |  |  |  | 20.85% | 1010124000
1010244000 | 22.14% | 14.06% | Interior |  |  |  | 22.14% | 1010244000
1010255000 | 21.13% | 14.06% | Interior |  |  |  | 21.13% | 1010255000
1010372000 | 21.01% | 14.06% | Interior |  |  |  | 21.01% | 1010372000
1010401000 | 22.11% | 14.06% | Interior |  |  |  | 22.11% | 1010401000
1010574000 | 21.63% | 14.06% | Interior |  |  |  | 21.63% | 1010574000
1010685000 | 21.52% | 14.06% | Interior |  |  |  | 21.52% | 1010685000
1010698000 | 20.15% | 14.06% | Interior |  |  |  | 20.15% | 1010698000
1010838000 | 21.49% | 14.06% | Interior |  |  |  | 21.49% | 1010838000
1010966000 | 22.35% | 14.06% | Interior |  |  |  | 22.35% | 1010966000
1011064000 | 21.01% | 14.06% | Interior |  |  |  | 21.01% | 1011064000
1011140000 | 19.62% | 14.06% | Interior |  |  |  | 19.62% | 1011140000
1011153000 | 19.99% | 14.06% | Interior |  |  |  | 19.99% | 1011153000
1011173000 | 20.35% | 14.06% | Interior |  |  |  | 20.35% | 1011173000
1011389000 | 20.15% | 14.06% | Interior |  |  |  | 20.15% | 1011389000
1011422000 | 21.26% | 14.06% | Interior |  |  |  | 21.26% | 1011422000
1011448000 | 22.27% | 14.06% | Interior |  |  |  | 22.27% | 1011448000
1011454000 | 22.95% | 14.06% | Interior |  |  |  | 22.95% | 1011454000
1011464000 | 21.15% | 14.06% | Interior |  |  |  | 21.15% | 1011464000
1011607000 | 22.25% | 14.06% | Interior |  |  |  | 22.25% | 1011607000
1011626000 | 20.34% | 14.06% | Interior |  |  |  | 20.34% | 1011626000
1011677000 | 19.84% | 14.06% | Interior |  |  |  | 19.84% | 1011677000
1011747000 | 20.31% | 14.06% | Interior |  |  |  | 20.31% | 1011747000
1011767000 | 21.76% | 14.06% | Interior |  |  |  | 21.76% | 1011767000
1011802000 | 21.66% | 14.06% | Interior |  |  |  | 21.66% | 1011802000
1011832000 | 19.62% | 14.06% | Interior |  |  |  | 19.62% | 1011832000
1011841000 | 19.33% | 14.06% | Interior |  |  |  | 19.33% | 1011841000
1011865000 | 20.35% | 14.06% | Interior |  |  |  | 20.35% | 1011865000
1011958000 | 21.63% | 14.06% | Interior |  |  |  | 21.63% | 1011958000
1011978000 | 20.55% | 14.06% | Interior |  |  |  | 20.55% | 1011978000
1012039000 | 20.51% | 14.06% | Interior |  |  |  | 20.51% | 1012039000
1012114000 | 20.52% | 14.06% | Interior |  |  |  | 20.52% | 1012114000
1012117000 | 20.15% | 14.06% | Interior |  |  |  | 20.15% | 1012117000
1012156000 | 21.15% | 14.06% | Interior |  |  |  | 21.15% | 1012156000
1012225000 | 19.79% | 14.06% | Interior |  |  |  | 19.79% | 1012225000
1012327000 | 19.77% | 14.06% | Interior |  |  |  | 19.77% | 1012327000
1012369000 | 20.02% | 14.06% | Interior |  |  |  | 20.02% | 1012369000
1012471000 | 24.16% | 14.06% | Interior |  |  |  | 24.16% | 1012471000
1012492000 | 23% | 14.06% | Interior |  |  |  | 23% | 1012492000
1012627000 | 21.28% | 14.06% | Interior |  |  |  | 21.28% | 1012627000
1012637000 | 24.13% | 14.06% | Interior |  |  |  | 24.13% | 1012637000
1012647000 | 20.17% | 14.06% | Interior |  |  |  | 20.17% | 1012647000
1012652000 | 21.39% | 14.06% | Interior |  |  |  | 21.39% | 1012652000
1012656000 | 22.97% | 14.06% | Interior |  |  |  | 22.97% | 1012656000
1012698000 | 22.4% | 14.06% | Interior |  |  |  | 22.4% | 1012698000
1012730000 | 20.51% | 14.06% | Interior |  |  |  | 20.51% | 1012730000
1012770000 | 20.72% | 14.06% | Interior |  |  |  | 20.72% | 1012770000
1012773000 | 20.15% | 14.06% | Interior |  |  |  | 20.15% | 1012773000
1012862000 | 22.37% | 14.06% | Interior |  |  |  | 22.37% | 1012862000
1012917000 | 20.69% | 14.06% | Interior |  |  |  | 20.69% | 1012917000
1012990000 | 21.79% | 14.06% | Interior |  |  |  | 21.79% | 1012990000
1013007000 | 21.89% | 14.06% | Interior |  |  |  | 21.89% | 1013007000
1013060000 | 19.84% | 14.06% | Interior |  |  |  | 19.84% | 1013060000
1013068000 | 20.66% | 14.06% | Interior |  |  |  | 20.66% | 1013068000
1013107000 | 20.37% | 14.06% | Interior |  |  |  | 20.37% | 1013107000
1013110000 | 19.64% | 14.06% | Interior |  |  |  | 19.64% | 1013110000
1013150000 | 21.76% | 14.06% | Interior |  |  |  | 21.76% | 1013150000
1013210000 | 20.29% | 14.06% | Interior |  |  |  | 20.29% | 1013210000
1013215000 | 19.62% | 14.06% | Interior |  |  |  | 19.62% | 1013215000
1013225000 | 19.33% | 14.06% | Interior |  |  |  | 19.33% | 1013225000
1013248000 | 20.35% | 14.06% | Interior |  |  |  | 20.35% | 1013248000
1013319000 | 21.28% | 14.06% | Interior |  |  |  | 21.28% | 1013319000
1013327000 | 20.17% | 14.06% | Interior |  |  |  | 20.17% | 1013327000
1013596000 | 22.59% | 14.06% | Interior |  |  |  | 22.59% | 1013596000
1013745000 | 20.87% | 14.06% | Interior |  |  |  | 20.87% | 1013745000
1013753000 | 20.02% | 14.06% | Interior |  |  |  | 20.02% | 1013753000
1013759000 | 20.66% | 14.06% | Interior |  |  |  | 20.66% | 1013759000
1013855000 | 21.41% | 14.06% | Interior |  |  |  | 21.41% | 1013855000
1013900000 | 20.84% | 14.06% | Interior |  |  |  | 20.84% | 1013900000
1013943000 | 21.51% | 14.06% | Interior |  |  |  | 21.51% | 1013943000
1013965000 | 20.54% | 14.06% | Interior |  |  |  | 20.54% | 1013965000
1014002000 | 19.04% | 14.06% | Interior |  |  |  | 19.04% | 1014002000
1014114000 | 20.51% | 14.06% | Interior |  |  |  | 20.51% | 1014114000
1014152000 | 23.19% | 14.06% | Interior |  |  |  | 23.19% | 1014152000
1014166000 | 19.51% | 14.06% | Interior |  |  |  | 19.51% | 1014166000
1014180000 | 19.15% | 14.06% | Interior |  |  |  | 19.15% | 1014180000
1014202000 | 20.8% | 14.06% | Interior |  |  |  | 20.8% | 1014202000
1014228000 | 21.92% | 14.06% | Interior |  |  |  | 21.92% | 1014228000
1014301000 | 22.02% | 14.06% | Interior |  |  |  | 22.02% | 1014301000
1014391000 | 21.89% | 14.06% | Interior |  |  |  | 21.89% | 1014391000
1014398000 | 20.42% | 14.06% | Interior |  |  |  | 20.42% | 1014398000
1014418000 | 20.31% | 14.06% | Interior |  |  |  | 20.31% | 1014418000
1014547000 | 21.41% | 14.06% | Interior |  |  |  | 21.41% | 1014547000
1014711000 | 20.17% | 14.06% | Interior |  |  |  | 20.17% | 1014711000
1014853000 | 21.01% | 14.06% | Interior |  |  |  | 21.01% | 1014853000
1014855000 | 18.74% | 14.06% | Interior |  |  |  | 18.74% | 1014855000
1014894000 | 20.8% | 14.06% | Interior |  |  |  | 20.8% | 1014894000
1014987000 | 20.69% | 14.06% | Interior |  |  |  | 20.69% | 1014987000
1015010000 | 19.68% | 14.06% | Interior |  |  |  | 19.68% | 1015010000
1015010000 | 20.98% | 14.06% | Interior |  |  |  | 20.98% | 1015010000
1015095000 | 19.68% | 14.06% | Interior |  |  |  | 19.68% | 1015095000
1015112000 | 19.2% | 14.06% | Interior |  |  |  | 19.2% | 1015112000
1015140000 | 19.31% | 14.06% | Interior |  |  |  | 19.31% | 1015140000
1015143000 | 20.66% | 14.06% | Interior |  |  |  | 20.66% | 1015143000
1015145000 | 21.54% | 14.06% | Interior |  |  |  | 21.54% | 1015145000
1015189000 | 23.24% | 14.06% | Interior |  |  |  | 23.24% | 1015189000
1015252000 | 21.64% | 14.06% | Interior |  |  |  | 21.64% | 1015252000
1015322000 | 24.38% | 14.06% | Interior |  |  |  | 24.38% | 1015322000
1015325000 | 22.64% | 14.06% | Interior |  |  |  | 22.64% | 1015325000
1015354000 | 23.21% | 14.06% | Interior |  |  |  | 23.21% | 1015354000
1015394000 | 19.18% | 14.06% | Interior |  |  |  | 19.18% | 1015394000
1015411000 | 20.93% | 14.06% | Interior |  |  |  | 20.93% | 1015411000
1015488000 | 24.35% | 14.06% | Interior |  |  |  | 24.35% | 1015488000
1015490000 | 22.61% | 14.06% | Interior |  |  |  | 22.61% | 1015490000
1015520000 | 22.04% | 14.06% | Interior |  |  |  | 22.04% | 1015520000
1015602000 | 20.45% | 14.06% | Interior |  |  |  | 20.45% | 1015602000
1015662000 | 20.55% | 14.06% | Interior |  |  |  | 20.55% | 1015662000
1015684000 | 22.02% | 14.06% | Interior |  |  |  | 22.02% | 1015684000
1015801000 | 20.31% | 14.06% | Interior |  |  |  | 20.31% | 1015801000
1015836000 | 21.54% | 14.06% | Interior |  |  |  | 21.54% | 1015836000
1015867000 | 19.86% | 14.06% | Interior |  |  |  | 19.86% | 1015867000
1016039000 | 21.14% | 14.06% | Interior |  |  |  | 21.14% | 1016039000
1016052000 | 19.82% | 14.06% | Interior |  |  |  | 19.82% | 1016052000
1016077000 | 19.04% | 14.06% | Interior |  |  |  | 19.04% | 1016077000
1016103000 | 20.93% | 14.06% | Interior |  |  |  | 20.93% | 1016103000
1016118000 | 20.83% | 14.06% | Interior |  |  |  | 20.83% | 1016118000
1016183000 | 19.73% | 14.06% | Interior |  |  |  | 19.73% | 1016183000
1016200000 | 21.12% | 14.06% | Interior |  |  |  | 21.12% | 1016200000
1016232000 | 19.45% | 14.06% | Interior |  |  |  | 19.45% | 1016232000
1016238000 | 18.74% | 14.06% | Interior |  |  |  | 18.74% | 1016238000
1016241000 | 19.51% | 14.06% | Interior |  |  |  | 19.51% | 1016241000
1016245000 | 19.24% | 14.06% | Interior |  |  |  | 19.24% | 1016245000
1016277000 | 20.8% | 14.06% | Interior |  |  |  | 20.8% | 1016277000
1016304000 | 22.83% | 14.06% | Interior |  |  |  | 22.83% | 1016304000
1016320000 | 19.71% | 14.06% | Interior |  |  |  | 19.71% | 1016320000
1016348000 | 19.33% | 14.06% | Interior |  |  |  | 19.33% | 1016348000
1016357000 | 19.21% | 14.06% | Interior |  |  |  | 19.21% | 1016357000
1016454000 | 21.66% | 14.06% | Interior |  |  |  | 21.66% | 1016454000
1016618000 | 18.9% | 14.06% | Interior |  |  |  | 18.9% | 1016618000
1016690000 | 21.06% | 14.06% | Interior |  |  |  | 21.06% | 1016690000
1016777000 | 19.18% | 14.06% | Interior |  |  |  | 19.18% | 1016777000
1016862000 | 20.57% | 14.06% | Interior |  |  |  | 20.57% | 1016862000
1016869000 | 20.01% | 14.06% | Interior |  |  |  | 20.01% | 1016869000
1016934000 | 19.9% | 14.06% | Interior |  |  |  | 19.9% | 1016934000
1016950000 | 22.26% | 14.06% | Interior |  |  |  | 22.26% | 1016950000
1016951000 | 23.41% | 14.06% | Interior |  |  |  | 23.41% | 1016951000
1016955000 | 19.35% | 14.06% | Interior |  |  |  | 19.35% | 1016955000
1016964000 | 20.67% | 14.06% | Interior |  |  |  | 20.67% | 1016964000
1016986000 | 20.45% | 14.06% | Interior |  |  |  | 20.45% | 1016986000
1017083000 | 19.88% | 14.06% | Interior |  |  |  | 19.88% | 1017083000
1017085000 | 19.68% | 14.06% | Interior |  |  |  | 19.68% | 1017085000
1017145000 | 21.66% | 14.06% | Interior |  |  |  | 21.66% | 1017145000
1017171000 | 18.43% | 14.06% | Interior |  |  |  | 18.43% | 1017171000
1017197000 | 19.96% | 14.06% | Interior |  |  |  | 19.96% | 1017197000
1017284000 | 21.27% | 14.06% | Interior |  |  |  | 21.27% | 1017284000
1017324000 | 20.96% | 14.06% | Interior |  |  |  | 20.96% | 1017324000
1017345000 | 19.06% | 14.06% | Interior |  |  |  | 19.06% | 1017345000
1017382000 | 21.06% | 14.06% | Interior |  |  |  | 21.06% | 1017382000
1017437000 | 19.47% | 14.06% | Interior |  |  |  | 19.47% | 1017437000
1017439000 | 19.58% | 14.06% | Interior |  |  |  | 19.58% | 1017439000
1017449000 | 21.24% | 14.06% | Interior |  |  |  | 21.24% | 1017449000
1017460000 | 19.04% | 14.06% | Interior |  |  |  | 19.04% | 1017460000
1017481000 | 19.54% | 14.06% | Interior |  |  |  | 19.54% | 1017481000
1017486000 | 20.93% | 14.06% | Interior |  |  |  | 20.93% | 1017486000
1017622000 | 18.74% | 14.06% | Interior |  |  |  | 18.74% | 1017622000
1017625000 | 19.51% | 14.06% | Interior |  |  |  | 19.51% | 1017625000
1017731000 | 19.33% | 14.06% | Interior |  |  |  | 19.33% | 1017731000
1017855000 | 19.51% | 14.06% | Interior |  |  |  | 19.51% | 1017855000
1017909000 | 21.88% | 14.06% | Interior |  |  |  | 21.88% | 1017909000
1017923000 | 20.06% | 14.06% | Interior |  |  |  | 20.06% | 1017923000
1017984000 | 20.15% | 14.06% | Interior |  |  |  | 20.15% | 1017984000
1017985000 | 23.46% | 14.06% | Interior |  |  |  | 23.46% | 1017985000
1017995000 | 21.18% | 14.06% | Interior |  |  |  | 21.18% | 1017995000
1018031000 | 22.88% | 14.06% | Interior |  |  |  | 22.88% | 1018031000
1018076000 | 18.83% | 14.06% | Interior |  |  |  | 18.83% | 1018076000
1018079000 | 20.03% | 14.06% | Interior |  |  |  | 20.03% | 1018079000
1018127000 | 19.82% | 14.06% | Interior |  |  |  | 19.82% | 1018127000
1018152000 | 23.43% | 14.06% | Interior |  |  |  | 23.43% | 1018152000
1018161000 | 19.18% | 14.06% | Interior |  |  |  | 19.18% | 1018161000
1018164000 | 20.7% | 14.06% | Interior |  |  |  | 20.7% | 1018164000
1018167000 | 22.28% | 14.06% | Interior |  |  |  | 22.28% | 1018167000
1018191000 | 18.11% | 14.06% | Interior |  |  |  | 18.11% | 1018191000
1018197000 | 22.85% | 14.06% | Interior |  |  |  | 22.85% | 1018197000
1018219000 | 24.59% | 14.06% | Interior |  |  |  | 24.59% | 1018219000
1018246000 | 20.57% | 14.06% | Interior |  |  |  | 20.57% | 1018246000
1018248000 | 18.46% | 14.06% | Interior |  |  |  | 18.46% | 1018248000
1018277000 | 20.8% | 14.06% | Interior |  |  |  | 20.8% | 1018277000
1018316000 | 19.7% | 14.06% | Interior |  |  |  | 19.7% | 1018316000
1018333000 | 22.26% | 14.06% | Interior |  |  |  | 22.26% | 1018333000
1018386000 | 24.57% | 14.06% | Interior |  |  |  | 24.57% | 1018386000
1018428000 | 20.09% | 14.06% | Interior |  |  |  | 20.09% | 1018428000
1018431000 | 18.94% | 14.06% | Interior |  |  |  | 18.94% | 1018431000
1018469000 | 19.68% | 14.06% | Interior |  |  |  | 19.68% | 1018469000
1018550000 | 18.92% | 14.06% | Interior |  |  |  | 18.92% | 1018550000
1018581000 | 21.4% | 14.06% | Interior |  |  |  | 21.4% | 1018581000
1018599000 | 21.08% | 14.06% | Interior |  |  |  | 21.08% | 1018599000
1018640000 | 19.61% | 14.06% | Interior |  |  |  | 19.61% | 1018640000
1018687000 | 21.18% | 14.06% | Interior |  |  |  | 21.18% | 1018687000
1018717000 | 19.4% | 14.06% | Interior |  |  |  | 19.4% | 1018717000
1018721000 | 19.71% | 14.06% | Interior |  |  |  | 19.71% | 1018721000
1018746000 | 21.37% | 14.06% | Interior |  |  |  | 21.37% | 1018746000
1018765000 | 21.06% | 14.06% | Interior |  |  |  | 21.06% | 1018765000
1018821000 | 19.47% | 14.06% | Interior |  |  |  | 19.47% | 1018821000
1018864000 | 19.38% | 14.06% | Interior |  |  |  | 19.38% | 1018864000
1018919000 | 19.66% | 14.06% | Interior |  |  |  | 19.66% | 1018919000
1019030000 | 20.2% | 14.06% | Interior |  |  |  | 20.2% | 1019030000
1019110000 | 21.9% | 14.06% | Interior |  |  |  | 21.9% | 1019110000
1019115000 | 19.33% | 14.06% | Interior |  |  |  | 19.33% | 1019115000
1019117000 | 18.98% | 14.06% | Interior |  |  |  | 18.98% | 1019117000
1019120000 | 23.05% | 14.06% | Interior |  |  |  | 23.05% | 1019120000
1019188000 | 20.28% | 14.06% | Interior |  |  |  | 20.28% | 1019188000
1019190000 | 20.17% | 14.06% | Interior |  |  |  | 20.17% | 1019190000
1019272000 | 19.96% | 14.06% | Interior |  |  |  | 19.96% | 1019272000
1019308000 | 21.3% | 14.06% | Interior |  |  |  | 21.3% | 1019308000
1019345000 | 18.6% | 14.06% | Interior |  |  |  | 18.6% | 1019345000
1019352000 | 19.85% | 14.06% | Interior |  |  |  | 19.85% | 1019352000
1019433000 | 18.61% | 14.06% | Interior |  |  |  | 18.61% | 1019433000
1019453000 | 18.48% | 14.06% | Interior |  |  |  | 18.48% | 1019453000
1019477000 | 20.82% | 14.06% | Interior |  |  |  | 20.82% | 1019477000
1019511000 | 19.82% | 14.06% | Interior |  |  |  | 19.82% | 1019511000
1019547000 | 20.7% | 14.06% | Interior |  |  |  | 20.7% | 1019547000
1019575000 | 18.11% | 14.06% | Interior |  |  |  | 18.11% | 1019575000
1019576000 | 18.76% | 14.06% | Interior |  |  |  | 18.76% | 1019576000
1019590000 | 20.92% | 14.06% | Interior |  |  |  | 20.92% | 1019590000
1019600000 | 19.56% | 14.06% | Interior |  |  |  | 19.56% | 1019600000
1019668000 | 22.49% | 14.06% | Interior |  |  |  | 22.49% | 1019668000
1019697000 | 18.74% | 14.06% | Interior |  |  |  | 18.74% | 1019697000
1019727000 | 20.21% | 14.06% | Interior |  |  |  | 20.21% | 1019727000
1019757000 | 19.54% | 14.06% | Interior |  |  |  | 19.54% | 1019757000
1019802000 | 21.9% | 14.06% | Interior |  |  |  | 21.9% | 1019802000
1019822000 | 23.63% | 14.06% | Interior |  |  |  | 23.63% | 1019822000
1019861000 | 18.28% | 14.06% | Interior |  |  |  | 18.28% | 1019861000
1019893000 | 21.52% | 14.06% | Interior |  |  |  | 21.52% | 1019893000
1019903000 | 21.21% | 14.06% | Interior |  |  |  | 21.21% | 1019903000
1019920000 | 19.73% | 14.06% | Interior |  |  |  | 19.73% | 1019920000
1020000000 | 21.3% | 14.06% | Interior |  |  |  | 21.3% | 1020000000
1020023000 | 19.61% | 14.06% | Interior |  |  |  | 19.61% | 1020023000
1020029000 | 19.83% | 14.06% | Interior |  |  |  | 19.83% | 1020029000
1020060000 | 21.49% | 14.06% | Interior |  |  |  | 21.49% | 1020060000
1020070000 | 21.18% | 14.06% | Interior |  |  |  | 21.18% | 1020070000
1020086000 | 19.2% | 14.06% | Interior |  |  |  | 19.2% | 1020086000
1020093000 | 19.79% | 14.06% | Interior |  |  |  | 19.79% | 1020093000
1020123000 | 19.04% | 14.06% | Interior |  |  |  | 19.04% | 1020123000
1020204000 | 19.47% | 14.06% | Interior |  |  |  | 19.47% | 1020204000
1020227000 | 20.33% | 14.06% | Interior |  |  |  | 20.33% | 1020227000
1020236000 | 19.18% | 14.06% | Interior |  |  |  | 19.18% | 1020236000
1020265000 | 19.12% | 14.06% | Interior |  |  |  | 19.12% | 1020265000
1020391000 | 20.3% | 14.06% | Interior |  |  |  | 20.3% | 1020391000
1020473000 | 20.4% | 14.06% | Interior |  |  |  | 20.4% | 1020473000
1020493000 | 19.99% | 14.06% | Interior |  |  |  | 19.99% | 1020493000
1020503000 | 20.09% | 14.06% | Interior |  |  |  | 20.09% | 1020503000
1020547000 | 18.63% | 14.06% | Interior |  |  |  | 18.63% | 1020547000
1020565000 | 18.73% | 14.06% | Interior |  |  |  | 18.73% | 1020565000
1020630000 | 18.43% | 14.06% | Interior |  |  |  | 18.43% | 1020630000
1020647000 | 22.11% | 14.06% | Interior |  |  |  | 22.11% | 1020647000
1020656000 | 19.96% | 14.06% | Interior |  |  |  | 19.96% | 1020656000
1020659000 | 19.71% | 14.06% | Interior |  |  |  | 19.71% | 1020659000
1020692000 | 18.64% | 14.06% | Interior |  |  |  | 18.64% | 1020692000
1020790000 | 20.94% | 14.06% | Interior |  |  |  | 20.94% | 1020790000
1020817000 | 18.61% | 14.06% | Interior |  |  |  | 18.61% | 1020817000
1020818000 | 19.68% | 14.06% | Interior |  |  |  | 19.68% | 1020818000
1020837000 | 18.48% | 14.06% | Interior |  |  |  | 18.48% | 1020837000
1020845000 | 23.1% | 14.06% | Interior |  |  |  | 23.1% | 1020845000
1020854000 | 23.68% | 14.06% | Interior |  |  |  | 23.68% | 1020854000
1020860000 | 20.82% | 14.06% | Interior |  |  |  | 20.82% | 1020860000
1020885000 | 22.52% | 14.06% | Interior |  |  |  | 22.52% | 1020885000
1020942000 | 18.67% | 14.06% | Interior |  |  |  | 18.67% | 1020942000
1020958000 | 18.11% | 14.06% | Interior |  |  |  | 18.11% | 1020958000
1021012000 | 23.08% | 14.06% | Interior |  |  |  | 23.08% | 1021012000
1021022000 | 23.65% | 14.06% | Interior |  |  |  | 23.65% | 1021022000
1021032000 | 19.36% | 14.06% | Interior |  |  |  | 19.36% | 1021032000
1021038000 | 20.34% | 14.06% | Interior |  |  |  | 20.34% | 1021038000
1021052000 | 22.49% | 14.06% | Interior |  |  |  | 22.49% | 1021052000
1021092000 | 18.3% | 14.06% | Interior |  |  |  | 18.3% | 1021092000
1021115000 | 19.19% | 14.06% | Interior |  |  |  | 19.19% | 1021115000
1021190000 | 19.33% | 14.06% | Interior |  |  |  | 19.33% | 1021190000
1021216000 | 21.33% | 14.06% | Interior |  |  |  | 21.33% | 1021216000
1021228000 | 19.85% | 14.06% | Interior |  |  |  | 19.85% | 1021228000
1021304000 | 19.73% | 14.06% | Interior |  |  |  | 19.73% | 1021304000
1021342000 | 19.95% | 14.06% | Interior |  |  |  | 19.95% | 1021342000
1021351000 | 19.92% | 14.06% | Interior |  |  |  | 19.92% | 1021351000
1021354000 | 19.06% | 14.06% | Interior |  |  |  | 19.06% | 1021354000
1021383000 | 21.3% | 14.06% | Interior |  |  |  | 21.3% | 1021383000
1021407000 | 19.61% | 14.06% | Interior |  |  |  | 19.61% | 1021407000
1021506000 | 20.46% | 14.06% | Interior |  |  |  | 20.46% | 1021506000
1021506000 | 19.04% | 14.06% | Interior |  |  |  | 19.04% | 1021506000
1021522000 | 19.25% | 14.06% | Interior |  |  |  | 19.25% | 1021522000
1021535000 | 18.83% | 14.06% | Interior |  |  |  | 18.83% | 1021535000
1021673000 | 20.43% | 14.06% | Interior |  |  |  | 20.43% | 1021673000
1021720000 | 20.12% | 14.06% | Interior |  |  |  | 20.12% | 1021720000
1021762000 | 18.76% | 14.06% | Interior |  |  |  | 18.76% | 1021762000
1021779000 | 20.53% | 14.06% | Interior |  |  |  | 20.53% | 1021779000
1021783000 | 18.3% | 14.06% | Interior |  |  |  | 18.3% | 1021783000
1021802000 | 20.21% | 14.06% | Interior |  |  |  | 20.21% | 1021802000
1021824000 | 19.84% | 14.06% | Interior |  |  |  | 19.84% | 1021824000
1021846000 | 22.13% | 14.06% | Interior |  |  |  | 22.13% | 1021846000
1021846000 | 18.86% | 14.06% | Interior |  |  |  | 18.86% | 1021846000
1021886000 | 18.45% | 14.06% | Interior |  |  |  | 18.45% | 1021886000
1021887000 | 20.09% | 14.06% | Interior |  |  |  | 20.09% | 1021887000
1021915000 | 17.45% | 14.06% | Interior |  |  |  | 17.45% | 1021915000
1021930000 | 18.63% | 14.06% | Interior |  |  |  | 18.63% | 1021930000
1021971000 | 21.54% | 14.06% | Interior |  |  |  | 21.54% | 1021971000
1021987000 | 19.82% | 14.06% | Interior |  |  |  | 19.82% | 1021987000
1022003000 | 23.27% | 14.06% | Interior |  |  |  | 23.27% | 1022003000
1022005000 | 18.81% | 14.06% | Interior |  |  |  | 18.81% | 1022005000
1022014000 | 18.43% | 14.06% | Interior |  |  |  | 18.43% | 1022014000
1022118000 | 19.5% | 14.06% | Interior |  |  |  | 19.5% | 1022118000
1022149000 | 18.69% | 14.06% | Interior |  |  |  | 18.69% | 1022149000
1022173000 | 20.94% | 14.06% | Interior |  |  |  | 20.94% | 1022173000
1022220000 | 18.48% | 14.06% | Interior |  |  |  | 18.48% | 1022220000
1022227000 | 19.33% | 14.06% | Interior |  |  |  | 19.33% | 1022227000
1022261000 | 18.13% | 14.06% | Interior |  |  |  | 18.13% | 1022261000
1022262000 | 21.16% | 14.06% | Interior |  |  |  | 21.16% | 1022262000
1022279000 | 19.47% | 14.06% | Interior |  |  |  | 19.47% | 1022279000
1022339000 | 19.22% | 14.06% | Interior |  |  |  | 19.22% | 1022339000
1022342000 | 18.11% | 14.06% | Interior |  |  |  | 18.11% | 1022342000
1022351000 | 20.46% | 14.06% | Interior |  |  |  | 20.46% | 1022351000
1022499000 | 19.19% | 14.06% | Interior |  |  |  | 19.19% | 1022499000
1022502000 | 22.71% | 14.06% | Interior |  |  |  | 22.71% | 1022502000
1022532000 | 17.75% | 14.06% | Interior |  |  |  | 17.75% | 1022532000
1022538000 | 22.13% | 14.06% | Interior |  |  |  | 22.13% | 1022538000
1022541000 | 19.98% | 14.06% | Interior |  |  |  | 19.98% | 1022541000
1022552000 | 21.76% | 14.06% | Interior |  |  |  | 21.76% | 1022552000
1022576000 | 18.98% | 14.06% | Interior |  |  |  | 18.98% | 1022576000
1022611000 | 19.85% | 14.06% | Interior |  |  |  | 19.85% | 1022611000
1022653000 | 20.04% | 14.06% | Interior |  |  |  | 20.04% | 1022653000
1022655000 | 20.07% | 14.06% | Interior |  |  |  | 20.07% | 1022655000
1022663000 | 21.54% | 14.06% | Interior |  |  |  | 21.54% | 1022663000
1022687000 | 19.73% | 14.06% | Interior |  |  |  | 19.73% | 1022687000
1022719000 | 21.73% | 14.06% | Interior |  |  |  | 21.73% | 1022719000
1022757000 | 23.85% | 14.06% | Interior |  |  |  | 23.85% | 1022757000
1022762000 | 18.86% | 14.06% | Interior |  |  |  | 18.86% | 1022762000
1022811000 | 20.58% | 14.06% | Interior |  |  |  | 20.58% | 1022811000
1022817000 | 19.37% | 14.06% | Interior |  |  |  | 19.37% | 1022817000
1022841000 | 18.69% | 14.06% | Interior |  |  |  | 18.69% | 1022841000
1022919000 | 18.83% | 14.06% | Interior |  |  |  | 18.83% | 1022919000
1022978000 | 20.55% | 14.06% | Interior |  |  |  | 20.55% | 1022978000
1023018000 | 20.24% | 14.06% | Interior |  |  |  | 20.24% | 1023018000
1023034000 | 18.11% | 14.06% | Interior |  |  |  | 18.11% | 1023034000
1023043000 | 18.88% | 14.06% | Interior |  |  |  | 18.88% | 1023043000
1023074000 | 19.97% | 14.06% | Interior |  |  |  | 19.97% | 1023074000
1023092000 | 20.65% | 14.06% | Interior |  |  |  | 20.65% | 1023092000
1023113000 | 20.34% | 14.06% | Interior |  |  |  | 20.34% | 1023113000
1023146000 | 18.76% | 14.06% | Interior |  |  |  | 18.76% | 1023146000
1023153000 | 18.98% | 14.06% | Interior |  |  |  | 18.98% | 1023153000
1023186000 | 20.21% | 14.06% | Interior |  |  |  | 20.21% | 1023186000
1023187000 | 18.95% | 14.06% | Interior |  |  |  | 18.95% | 1023187000
1023209000 | 18.84% | 14.06% | Interior |  |  |  | 18.84% | 1023209000
1023242000 | 19.94% | 14.06% | Interior |  |  |  | 19.94% | 1023242000
1023299000 | 17.45% | 14.06% | Interior |  |  |  | 17.45% | 1023299000
1023314000 | 18.63% | 14.06% | Interior |  |  |  | 18.63% | 1023314000
1023316000 | 19.63% | 14.06% | Interior |  |  |  | 19.63% | 1023316000
1023420000 | 18.27% | 14.06% | Interior |  |  |  | 18.27% | 1023420000
1023446000 | 19.36% | 14.06% | Interior |  |  |  | 19.36% | 1023446000
1023454000 | 19.46% | 14.06% | Interior |  |  |  | 19.46% | 1023454000
1023461000 | 21.18% | 14.06% | Interior |  |  |  | 21.18% | 1023461000
1023481000 | 17.63% | 14.06% | Interior |  |  |  | 17.63% | 1023481000
1023482000 | 19.61% | 14.06% | Interior |  |  |  | 19.61% | 1023482000
1023498000 | 22.33% | 14.06% | Interior |  |  |  | 22.33% | 1023498000
1023539000 | 17.98% | 14.06% | Interior |  |  |  | 17.98% | 1023539000
1023604000 | 18.48% | 14.06% | Interior |  |  |  | 18.48% | 1023604000
1023610000 | 19.33% | 14.06% | Interior |  |  |  | 19.33% | 1023610000
1023666000 | 20.58% | 14.06% | Interior |  |  |  | 20.58% | 1023666000
1023717000 | 22.74% | 14.06% | Interior |  |  |  | 22.74% | 1023717000
1023724000 | 19.12% | 14.06% | Interior |  |  |  | 19.12% | 1023724000
1023726000 | 23.32% | 14.06% | Interior |  |  |  | 23.32% | 1023726000
1023731000 | 17.78% | 14.06% | Interior |  |  |  | 17.78% | 1023731000
1023759000 | 17.88% | 14.06% | Interior |  |  |  | 17.88% | 1023759000
1023786000 | 23.9% | 14.06% | Interior |  |  |  | 23.9% | 1023786000
1023799000 | 19.01% | 14.06% | Interior |  |  |  | 19.01% | 1023799000
1023854000 | 20.1% | 14.06% | Interior |  |  |  | 20.1% | 1023854000
1023879000 | 21.57% | 14.06% | Interior |  |  |  | 21.57% | 1023879000
1023886000 | 22.71% | 14.06% | Interior |  |  |  | 22.71% | 1023886000
1023894000 | 23.29% | 14.06% | Interior |  |  |  | 23.29% | 1023894000
1023901000 | 18.84% | 14.06% | Interior |  |  |  | 18.84% | 1023901000
1023924000 | 19.98% | 14.06% | Interior |  |  |  | 19.98% | 1023924000
1023956000 | 23.87% | 14.06% | Interior |  |  |  | 23.87% | 1023956000
1023960000 | 18.98% | 14.06% | Interior |  |  |  | 18.98% | 1023960000
1023966000 | 20.17% | 14.06% | Interior |  |  |  | 20.17% | 1023966000
1023974000 | 20.2% | 14.06% | Interior |  |  |  | 20.2% | 1023974000
1023995000 | 19.85% | 14.06% | Interior |  |  |  | 19.85% | 1023995000
1024047000 | 21.54% | 14.06% | Interior |  |  |  | 21.54% | 1024047000
1024124000 | 20.7% | 14.06% | Interior |  |  |  | 20.7% | 1024124000
1024130000 | 19.49% | 14.06% | Interior |  |  |  | 19.49% | 1024130000
1024231000 | 17.98% | 14.06% | Interior |  |  |  | 17.98% | 1024231000
1024281000 | 18.14% | 14.06% | Interior |  |  |  | 18.14% | 1024281000
1024292000 | 20.67% | 14.06% | Interior |  |  |  | 20.67% | 1024292000
1024295000 | 18.48% | 14.06% | Interior |  |  |  | 18.48% | 1024295000
1024328000 | 20.36% | 14.06% | Interior |  |  |  | 20.36% | 1024328000
1024349000 | 19.01% | 14.06% | Interior |  |  |  | 19.01% | 1024349000
1024375000 | 20.1% | 14.06% | Interior |  |  |  | 20.1% | 1024375000
1024387000 | 18.97% | 14.06% | Interior |  |  |  | 18.97% | 1024387000
1024406000 | 20.77% | 14.06% | Interior |  |  |  | 20.77% | 1024406000
1024417000 | 18.11% | 14.06% | Interior |  |  |  | 18.11% | 1024417000
1024426000 | 20.46% | 14.06% | Interior |  |  |  | 20.46% | 1024426000
1024427000 | 18.88% | 14.06% | Interior |  |  |  | 18.88% | 1024427000
1024460000 | 19.08% | 14.06% | Interior |  |  |  | 19.08% | 1024460000
1024466000 | 19.11% | 14.06% | Interior |  |  |  | 19.11% | 1024466000
1024497000 | 20.34% | 14.06% | Interior |  |  |  | 20.34% | 1024497000
1024530000 | 18.76% | 14.06% | Interior |  |  |  | 18.76% | 1024530000
1024544000 | 20.07% | 14.06% | Interior |  |  |  | 20.07% | 1024544000
1024594000 | 19.76% | 14.06% | Interior |  |  |  | 19.76% | 1024594000
1024609000 | 17.11% | 14.06% | Interior |  |  |  | 17.11% | 1024609000
1024668000 | 19.49% | 14.06% | Interior |  |  |  | 19.49% | 1024668000
1024676000 | 18.4% | 14.06% | Interior |  |  |  | 18.4% | 1024676000
1024682000 | 17.45% | 14.06% | Interior |  |  |  | 17.45% | 1024682000
1024697000 | 22.35% | 14.06% | Interior |  |  |  | 22.35% | 1024697000
1024697000 | 18.63% | 14.06% | Interior |  |  |  | 18.63% | 1024697000
1024699000 | 17.65% | 14.06% | Interior |  |  |  | 17.65% | 1024699000
1024727000 | 21.77% | 14.06% | Interior |  |  |  | 21.77% | 1024727000
1024742000 | 19.58% | 14.06% | Interior |  |  |  | 19.58% | 1024742000
1024756000 | 17.39% | 14.06% | Interior |  |  |  | 17.39% | 1024756000
1024762000 | 19.73% | 14.06% | Interior |  |  |  | 19.73% | 1024762000
1024837000 | 19.46% | 14.06% | Interior |  |  |  | 19.46% | 1024837000
1024845000 | 21.18% | 14.06% | Interior |  |  |  | 21.18% | 1024845000
1024847000 | 17.79% | 14.06% | Interior |  |  |  | 17.79% | 1024847000
1024930000 | 18.34% | 14.06% | Interior |  |  |  | 18.34% | 1024930000
1024941000 | 19.15% | 14.06% | Interior |  |  |  | 19.15% | 1024941000
1024955000 | 17.91% | 14.06% | Interior |  |  |  | 17.91% | 1024955000
1024964000 | 23.48% | 14.06% | Interior |  |  |  | 23.48% | 1024964000
1024981000 | 19.25% | 14.06% | Interior |  |  |  | 19.25% | 1024981000
1025031000 | 18.01% | 14.06% | Interior |  |  |  | 18.01% | 1025031000
1025037000 | 21.39% | 14.06% | Interior |  |  |  | 21.39% | 1025037000
1025078000 | 18.97% | 14.06% | Interior |  |  |  | 18.97% | 1025078000
1025107000 | 19.12% | 14.06% | Interior |  |  |  | 19.12% | 1025107000
1025115000 | 17.78% | 14.06% | Interior |  |  |  | 17.78% | 1025115000
1025170000 | 17.96% | 14.06% | Interior |  |  |  | 17.96% | 1025170000
1025172000 | 20.22% | 14.06% | Interior |  |  |  | 20.22% | 1025172000
1025237000 | 20.1% | 14.06% | Interior |  |  |  | 20.1% | 1025237000
1025280000 | 20.29% | 14.06% | Interior |  |  |  | 20.29% | 1025280000
1025296000 | 21.99% | 14.06% | Interior |  |  |  | 21.99% | 1025296000
1025308000 | 19.98% | 14.06% | Interior |  |  |  | 19.98% | 1025308000
1025389000 | 22.35% | 14.06% | Interior |  |  |  | 22.35% | 1025389000
1025389000 | 18.63% | 14.06% | Interior |  |  |  | 18.63% | 1025389000
1025392000 | 22.93% | 14.06% | Interior |  |  |  | 22.93% | 1025392000
1025418000 | 21.77% | 14.06% | Interior |  |  |  | 21.77% | 1025418000
1025437000 | 20.82% | 14.06% | Interior |  |  |  | 20.82% | 1025437000
1025443000 | 19.61% | 14.06% | Interior |  |  |  | 19.61% | 1025443000
1025464000 | 21.96% | 14.06% | Interior |  |  |  | 21.96% | 1025464000
1025475000 | 18.01% | 14.06% | Interior |  |  |  | 18.01% | 1025475000
1025518000 | 18.51% | 14.06% | Interior |  |  |  | 18.51% | 1025518000
1025539000 | 17.79% | 14.06% | Interior |  |  |  | 17.79% | 1025539000
1025605000 | 20.79% | 14.06% | Interior |  |  |  | 20.79% | 1025605000
1025614000 | 17.98% | 14.06% | Interior |  |  |  | 17.98% | 1025614000
1025622000 | 18.34% | 14.06% | Interior |  |  |  | 18.34% | 1025622000
1025641000 | 20.49% | 14.06% | Interior |  |  |  | 20.49% | 1025641000
1025657000 | 19.1% | 14.06% | Interior |  |  |  | 19.1% | 1025657000
1025662000 | 19.13% | 14.06% | Interior |  |  |  | 19.13% | 1025662000
1025679000 | 18.48% | 14.06% | Interior |  |  |  | 18.48% | 1025679000
1025688000 | 20.22% | 14.06% | Interior |  |  |  | 20.22% | 1025688000
1025733000 | 19.01% | 14.06% | Interior |  |  |  | 19.01% | 1025733000
1025742000 | 20.58% | 14.06% | Interior |  |  |  | 20.58% | 1025742000
1025760000 | 19.2% | 14.06% | Interior |  |  |  | 19.2% | 1025760000
1025779000 | 19.23% | 14.06% | Interior |  |  |  | 19.23% | 1025779000
1025810000 | 20.46% | 14.06% | Interior |  |  |  | 20.46% | 1025810000
1025810000 | 18.88% | 14.06% | Interior |  |  |  | 18.88% | 1025810000
1025857000 | 20.19% | 14.06% | Interior |  |  |  | 20.19% | 1025857000
1025900000 | 19.88% | 14.06% | Interior |  |  |  | 19.88% | 1025900000
1025913000 | 18.76% | 14.06% | Interior |  |  |  | 18.76% | 1025913000
1025956000 | 19.61% | 14.06% | Interior |  |  |  | 19.61% | 1025956000
1025969000 | 18.52% | 14.06% | Interior |  |  |  | 18.52% | 1025969000
1026014000 | 17.52% | 14.06% | Interior |  |  |  | 17.52% | 1026014000
1026047000 | 18.48% | 14.06% | Interior |  |  |  | 18.48% | 1026047000
1026053000 | 19.71% | 14.06% | Interior |  |  |  | 19.71% | 1026053000
1026066000 | 17.45% | 14.06% | Interior |  |  |  | 17.45% | 1026066000
1026070000 | 19.85% | 14.06% | Interior |  |  |  | 19.85% | 1026070000
1026083000 | 17.65% | 14.06% | Interior |  |  |  | 17.65% | 1026083000
1026126000 | 19.58% | 14.06% | Interior |  |  |  | 19.58% | 1026126000
1026195000 | 19.27% | 14.06% | Interior |  |  |  | 19.27% | 1026195000
1026226000 | 18.03% | 14.06% | Interior |  |  |  | 18.03% | 1026226000
1026235000 | 21.41% | 14.06% | Interior |  |  |  | 21.41% | 1026235000
1026276000 | 19.37% | 14.06% | Interior |  |  |  | 19.37% | 1026276000
1026329000 | 18.13% | 14.06% | Interior |  |  |  | 18.13% | 1026329000
1026338000 | 17.91% | 14.06% | Interior |  |  |  | 17.91% | 1026338000
1026349000 | 20.82% | 14.06% | Interior |  |  |  | 20.82% | 1026349000
1026349000 | 19.1% | 14.06% | Interior |  |  |  | 19.1% | 1026349000
1026362000 | 18.1% | 14.06% | Interior |  |  |  | 18.1% | 1026362000
1026365000 | 19.25% | 14.06% | Interior |  |  |  | 19.25% | 1026365000
1026370000 | 17.99% | 14.06% | Interior |  |  |  | 17.99% | 1026370000
1026398000 | 22.55% | 14.06% | Interior |  |  |  | 22.55% | 1026398000
1026411000 | 18.13% | 14.06% | Interior |  |  |  | 18.13% | 1026411000
1026498000 | 17.78% | 14.06% | Interior |  |  |  | 17.78% | 1026498000
1026556000 | 20.22% | 14.06% | Interior |  |  |  | 20.22% | 1026556000
1026596000 | 20.41% | 14.06% | Interior |  |  |  | 20.41% | 1026596000
1026605000 | 18.76% | 14.06% | Interior |  |  |  | 18.76% | 1026605000
1026607000 | 22.96% | 14.06% | Interior |  |  |  | 22.96% | 1026607000
1026607000 | 18.65% | 14.06% | Interior |  |  |  | 18.65% | 1026607000
1026621000 | 20.1% | 14.06% | Interior |  |  |  | 20.1% | 1026621000
1026633000 | 21.8% | 14.06% | Interior |  |  |  | 21.8% | 1026633000
1026642000 | 17.41% | 14.06% | Interior |  |  |  | 17.41% | 1026642000
1026669000 | 20.43% | 14.06% | Interior |  |  |  | 20.43% | 1026669000
1026683000 | 23.53% | 14.06% | Interior |  |  |  | 23.53% | 1026683000
1026739000 | 18.48% | 14.06% | Interior |  |  |  | 18.48% | 1026739000
1026756000 | 19.74% | 14.06% | Interior |  |  |  | 19.74% | 1026756000
1026773000 | 18.63% | 14.06% | Interior |  |  |  | 18.63% | 1026773000
1026776000 | 22.93% | 14.06% | Interior |  |  |  | 22.93% | 1026776000
1026779000 | 17.81% | 14.06% | Interior |  |  |  | 17.81% | 1026779000
1026802000 | 21.77% | 14.06% | Interior |  |  |  | 21.77% | 1026802000
1026843000 | 18.37% | 14.06% | Interior |  |  |  | 18.37% | 1026843000
1026854000 | 23.51% | 14.06% | Interior |  |  |  | 23.51% | 1026854000
1026922000 | 17.79% | 14.06% | Interior |  |  |  | 17.79% | 1026922000
1026957000 | 20.61% | 14.06% | Interior |  |  |  | 20.61% | 1026957000
1026957000 | 19.22% | 14.06% | Interior |  |  |  | 19.22% | 1026957000
1026975000 | 19.25% | 14.06% | Interior |  |  |  | 19.25% | 1026975000
1027001000 | 20.34% | 14.06% | Interior |  |  |  | 20.34% | 1027001000
1027006000 | 18.34% | 14.06% | Interior |  |  |  | 18.34% | 1027006000
1027046000 | 19.13% | 14.06% | Interior |  |  |  | 19.13% | 1027046000
1027073000 | 19.32% | 14.06% | Interior |  |  |  | 19.32% | 1027073000
1027083000 | 21.01% | 14.06% | Interior |  |  |  | 21.01% | 1027083000
1027092000 | 19.35% | 14.06% | Interior |  |  |  | 19.35% | 1027092000
1027103000 | 18.13% | 14.06% | Interior |  |  |  | 18.13% | 1027103000
1027116000 | 19.01% | 14.06% | Interior |  |  |  | 19.01% | 1027116000
1027125000 | 20.58% | 14.06% | Interior |  |  |  | 20.58% | 1027125000
1027170000 | 20.31% | 14.06% | Interior |  |  |  | 20.31% | 1027170000
1027194000 | 18.88% | 14.06% | Interior |  |  |  | 18.88% | 1027194000
1027214000 | 20% | 14.06% | Interior |  |  |  | 20% | 1027214000
1027267000 | 19.73% | 14.06% | Interior |  |  |  | 19.73% | 1027267000
1027277000 | 18.64% | 14.06% | Interior |  |  |  | 18.64% | 1027277000
1027284000 | 18.61% | 14.06% | Interior |  |  |  | 18.61% | 1027284000
1027293000 | 17.64% | 14.06% | Interior |  |  |  | 17.64% | 1027293000
1027340000 | 17.32% | 14.06% | Interior |  |  |  | 17.32% | 1027340000
1027366000 | 19.83% | 14.06% | Interior |  |  |  | 19.83% | 1027366000
1027383000 | 19.98% | 14.06% | Interior |  |  |  | 19.98% | 1027383000
1027388000 | 16.77% | 14.06% | Interior |  |  |  | 16.77% | 1027388000
1027437000 | 19.71% | 14.06% | Interior |  |  |  | 19.71% | 1027437000
1027449000 | 17.45% | 14.06% | Interior |  |  |  | 17.45% | 1027449000
1027480000 | 16.95% | 14.06% | Interior |  |  |  | 16.95% | 1027480000
1027489000 | 19.4% | 14.06% | Interior |  |  |  | 19.4% | 1027489000
1027524000 | 18.16% | 14.06% | Interior |  |  |  | 18.16% | 1027524000
1027559000 | 18.12% | 14.06% | Interior |  |  |  | 18.12% | 1027559000
1027570000 | 18.27% | 14.06% | Interior |  |  |  | 18.27% | 1027570000
1027589000 | 19.49% | 14.06% | Interior |  |  |  | 19.49% | 1027589000
1027592000 | 21.99% | 14.06% | Interior |  |  |  | 21.99% | 1027592000
1027596000 | 22.57% | 14.06% | Interior |  |  |  | 22.57% | 1027596000
1027609000 | 18.03% | 14.06% | Interior |  |  |  | 18.03% | 1027609000
1027618000 | 21.41% | 14.06% | Interior |  |  |  | 21.41% | 1027618000
1027625000 | 18.23% | 14.06% | Interior |  |  |  | 18.23% | 1027625000
1027639000 | 18.26% | 14.06% | Interior |  |  |  | 18.26% | 1027639000
1027649000 | 19.22% | 14.06% | Interior |  |  |  | 19.22% | 1027649000
1027660000 | 19.37% | 14.06% | Interior |  |  |  | 19.37% | 1027660000
1027722000 | 17.91% | 14.06% | Interior |  |  |  | 17.91% | 1027722000
1027754000 | 17.99% | 14.06% | Interior |  |  |  | 17.99% | 1027754000
1027818000 | 18.79% | 14.06% | Interior |  |  |  | 18.79% | 1027818000
1027866000 | 20.46% | 14.06% | Interior |  |  |  | 20.46% | 1027866000
1027882000 | 17.78% | 14.06% | Interior |  |  |  | 17.78% | 1027882000
1027885000 | 18.88% | 14.06% | Interior |  |  |  | 18.88% | 1027885000
1027900000 | 17.54% | 14.06% | Interior |  |  |  | 17.54% | 1027900000
1027916000 | 21.61% | 14.06% | Interior |  |  |  | 21.61% | 1027916000
1027939000 | 20.22% | 14.06% | Interior |  |  |  | 20.22% | 1027939000
1027954000 | 18.51% | 14.06% | Interior |  |  |  | 18.51% | 1027954000
1027976000 | 18.61% | 14.06% | Interior |  |  |  | 18.61% | 1027976000
1027988000 | 18.76% | 14.06% | Interior |  |  |  | 18.76% | 1027988000
1028081000 | 19.86% | 14.06% | Interior |  |  |  | 19.86% | 1028081000
1028112000 | 21.06% | 14.06% | Interior |  |  |  | 21.06% | 1028112000
1028123000 | 18.48% | 14.06% | Interior |  |  |  | 18.48% | 1028123000
1028141000 | 17.45% | 14.06% | Interior |  |  |  | 17.45% | 1028141000
1028152000 | 22.21% | 14.06% | Interior |  |  |  | 22.21% | 1028152000
1028165000 | 16.41% | 14.06% | Interior |  |  |  | 16.41% | 1028165000
1028212000 | 17.05% | 14.06% | Interior |  |  |  | 17.05% | 1028212000
1028262000 | 18.27% | 14.06% | Interior |  |  |  | 18.27% | 1028262000
1028270000 | 19.34% | 14.06% | Interior |  |  |  | 19.34% | 1028270000
1028281000 | 21.03% | 14.06% | Interior |  |  |  | 21.03% | 1028281000
1028283000 | 21.99% | 14.06% | Interior |  |  |  | 21.99% | 1028283000
1028287000 | 22.57% | 14.06% | Interior |  |  |  | 22.57% | 1028287000
1028288000 | 19.37% | 14.06% | Interior |  |  |  | 19.37% | 1028288000
1028318000 | 20.46% | 14.06% | Interior |  |  |  | 20.46% | 1028318000
1028322000 | 22.18% | 14.06% | Interior |  |  |  | 22.18% | 1028322000
1028323000 | 18.16% | 14.06% | Interior |  |  |  | 18.16% | 1028323000
1028359000 | 19.25% | 14.06% | Interior |  |  |  | 19.25% | 1028359000
1028379000 | 23.14% | 14.06% | Interior |  |  |  | 23.14% | 1028379000
1028386000 | 19.44% | 14.06% | Interior |  |  |  | 19.44% | 1028386000
1028424000 | 20.82% | 14.06% | Interior |  |  |  | 20.82% | 1028424000
1028424000 | 19.47% | 14.06% | Interior |  |  |  | 19.47% | 1028424000
1028429000 | 19.13% | 14.06% | Interior |  |  |  | 19.13% | 1028429000
1028487000 | 18.13% | 14.06% | Interior |  |  |  | 18.13% | 1028487000
1028487000 | 20.43% | 14.06% | Interior |  |  |  | 20.43% | 1028487000
1028500000 | 19.01% | 14.06% | Interior |  |  |  | 19.01% | 1028500000
1028527000 | 20.13% | 14.06% | Interior |  |  |  | 20.13% | 1028527000
1028571000 | 18.74% | 14.06% | Interior |  |  |  | 18.74% | 1028571000
1028580000 | 19.86% | 14.06% | Interior |  |  |  | 19.86% | 1028580000
1028590000 | 18.77% | 14.06% | Interior |  |  |  | 18.77% | 1028590000
1028593000 | 17.77% | 14.06% | Interior |  |  |  | 17.77% | 1028593000
1028680000 | 19.95% | 14.06% | Interior |  |  |  | 19.95% | 1028680000
1028686000 | 16.97% | 14.06% | Interior |  |  |  | 16.97% | 1028686000
1028696000 | 20.1% | 14.06% | Interior |  |  |  | 20.1% | 1028696000
1028750000 | 19.83% | 14.06% | Interior |  |  |  | 19.83% | 1028750000
1028759000 | 17.11% | 14.06% | Interior |  |  |  | 17.11% | 1028759000
1028772000 | 16.77% | 14.06% | Interior |  |  |  | 16.77% | 1028772000
1028802000 | 19.52% | 14.06% | Interior |  |  |  | 19.52% | 1028802000
1028820000 | 18.25% | 14.06% | Interior |  |  |  | 18.25% | 1028820000
1028826000 | 18.4% | 14.06% | Interior |  |  |  | 18.4% | 1028826000
1028834000 | 18.28% | 14.06% | Interior |  |  |  | 18.28% | 1028834000
1028857000 | 16.41% | 14.06% | Interior |  |  |  | 16.41% | 1028857000
1028902000 | 19.61% | 14.06% | Interior |  |  |  | 19.61% | 1028902000
1028907000 | 18.16% | 14.06% | Interior |  |  |  | 18.16% | 1028907000
1028922000 | 18.35% | 14.06% | Interior |  |  |  | 18.35% | 1028922000
1028942000 | 18.12% | 14.06% | Interior |  |  |  | 18.12% | 1028942000
1028952000 | 18.38% | 14.06% | Interior |  |  |  | 18.38% | 1028952000
1028962000 | 19.34% | 14.06% | Interior |  |  |  | 19.34% | 1028962000
1028973000 | 19.49% | 14.06% | Interior |  |  |  | 19.49% | 1028973000
1028993000 | 18.03% | 14.06% | Interior |  |  |  | 18.03% | 1028993000
1029098000 | 18.91% | 14.06% | Interior |  |  |  | 18.91% | 1029098000
1029105000 | 17.91% | 14.06% | Interior |  |  |  | 17.91% | 1029105000
1029113000 | 21.63% | 14.06% | Interior |  |  |  | 21.63% | 1029113000
1029144000 | 21.05% | 14.06% | Interior |  |  |  | 21.05% | 1029144000
1029179000 | 17.67% | 14.06% | Interior |  |  |  | 17.67% | 1029179000
1029188000 | 18.64% | 14.06% | Interior |  |  |  | 18.64% | 1029188000
1029192000 | 19.01% | 14.06% | Interior |  |  |  | 19.01% | 1029192000
1029247000 | 17.63% | 14.06% | Interior |  |  |  | 17.63% | 1029247000
1029249000 | 20.46% | 14.06% | Interior |  |  |  | 20.46% | 1029249000
1029262000 | 18.74% | 14.06% | Interior |  |  |  | 18.74% | 1029262000
1029265000 | 17.78% | 14.06% | Interior |  |  |  | 17.78% | 1029265000
1029269000 | 18.88% | 14.06% | Interior |  |  |  | 18.88% | 1029269000
1029284000 | 20.65% | 14.06% | Interior |  |  |  | 20.65% | 1029284000
1029312000 | 16.66% | 14.06% | Interior |  |  |  | 16.66% | 1029312000
1029359000 | 18.61% | 14.06% | Interior |  |  |  | 18.61% | 1029359000
1029374000 | 17.48% | 14.06% | Interior |  |  |  | 17.48% | 1029374000
1029415000 | 22.75% | 14.06% | Interior |  |  |  | 22.75% | 1029415000
1029415000 | 17.32% | 14.06% | Interior |  |  |  | 17.32% | 1029415000
1029476000 | 18.3% | 14.06% | Interior |  |  |  | 18.3% | 1029476000
1029483000 | 17.18% | 14.06% | Interior |  |  |  | 17.18% | 1029483000
1029487000 | 20.66% | 14.06% | Interior |  |  |  | 20.66% | 1029487000
1029497000 | 22.02% | 14.06% | Interior |  |  |  | 22.02% | 1029497000
1029518000 | 18.4% | 14.06% | Interior |  |  |  | 18.4% | 1029518000
1029525000 | 17.45% | 14.06% | Interior |  |  |  | 17.45% | 1029525000
1029583000 | 19.47% | 14.06% | Interior |  |  |  | 19.47% | 1029583000
1029591000 | 23.17% | 14.06% | Interior |  |  |  | 23.17% | 1029591000
1029596000 | 17.05% | 14.06% | Interior |  |  |  | 17.05% | 1029596000
1029602000 | 17.24% | 14.06% | Interior |  |  |  | 17.24% | 1029602000
1029620000 | 19.49% | 14.06% | Interior |  |  |  | 19.49% | 1029620000
1029638000 | 20.85% | 14.06% | Interior |  |  |  | 20.85% | 1029638000
1029645000 | 18.27% | 14.06% | Interior |  |  |  | 18.27% | 1029645000
1029667000 | 21.99% | 14.06% | Interior |  |  |  | 21.99% | 1029667000
1029672000 | 19.37% | 14.06% | Interior |  |  |  | 19.37% | 1029672000
1029699000 | 19.56% | 14.06% | Interior |  |  |  | 19.56% | 1029699000
1029742000 | 19.25% | 14.06% | Interior |  |  |  | 19.25% | 1029742000
1029763000 | 23.14% | 14.06% | Interior |  |  |  | 23.14% | 1029763000
1029808000 | 20.82% | 14.06% | Interior |  |  |  | 20.82% | 1029808000
1029813000 | 19.13% | 14.06% | Interior |  |  |  | 19.13% | 1029813000
1029845000 | 20.25% | 14.06% | Interior |  |  |  | 20.25% | 1029845000
1029866000 | 21.24% | 14.06% | Interior |  |  |  | 21.24% | 1029866000
1029878000 | 18.86% | 14.06% | Interior |  |  |  | 18.86% | 1029878000
1029893000 | 19.98% | 14.06% | Interior |  |  |  | 19.98% | 1029893000
1029903000 | 18.89% | 14.06% | Interior |  |  |  | 18.89% | 1029903000
1029905000 | 17.89% | 14.06% | Interior |  |  |  | 17.89% | 1029905000
1029957000 | 17.78% | 14.06% | Interior |  |  |  | 17.78% | 1029957000
1030000000 | 20.07% | 14.06% | Interior |  |  |  | 20.07% | 1030000000
1030014000 | 20.22% | 14.06% | Interior |  |  |  | 20.22% | 1030014000
1030063000 | 19.95% | 14.06% | Interior |  |  |  | 19.95% | 1030063000
1030069000 | 16.97% | 14.06% | Interior |  |  |  | 16.97% | 1030069000
1030115000 | 19.64% | 14.06% | Interior |  |  |  | 19.64% | 1030115000
1030117000 | 18.37% | 14.06% | Interior |  |  |  | 18.37% | 1030117000
1030119000 | 18.52% | 14.06% | Interior |  |  |  | 18.52% | 1030119000
1030143000 | 17.11% | 14.06% | Interior |  |  |  | 17.11% | 1030143000
1030147000 | 18.4% | 14.06% | Interior |  |  |  | 18.4% | 1030147000
1030155000 | 16.77% | 14.06% | Interior |  |  |  | 16.77% | 1030155000
1030204000 | 18.25% | 14.06% | Interior |  |  |  | 18.25% | 1030204000
1030215000 | 19.74% | 14.06% | Interior |  |  |  | 19.74% | 1030215000
1030217000 | 18.28% | 14.06% | Interior |  |  |  | 18.28% | 1030217000
1030231000 | 18.47% | 14.06% | Interior |  |  |  | 18.47% | 1030231000
1030265000 | 18.5% | 14.06% | Interior |  |  |  | 18.5% | 1030265000
1030275000 | 19.47% | 14.06% | Interior |  |  |  | 19.47% | 1030275000
1030286000 | 19.61% | 14.06% | Interior |  |  |  | 19.61% | 1030286000
1030291000 | 18.16% | 14.06% | Interior |  |  |  | 18.16% | 1030291000
1030376000 | 18.03% | 14.06% | Interior |  |  |  | 18.03% | 1030376000
1030403000 | 19.03% | 14.06% | Interior |  |  |  | 19.03% | 1030403000
1030474000 | 18.76% | 14.06% | Interior |  |  |  | 18.76% | 1030474000
1030479000 | 17.79% | 14.06% | Interior |  |  |  | 17.79% | 1030479000
1030489000 | 17.76% | 14.06% | Interior |  |  |  | 17.76% | 1030489000
1030489000 | 17.91% | 14.06% | Interior |  |  |  | 17.91% | 1030489000
1030497000 | 21.63% | 14.06% | Interior |  |  |  | 21.63% | 1030497000
1030500000 | 22.21% | 14.06% | Interior |  |  |  | 22.21% | 1030500000
1030504000 | 16.68% | 14.06% | Interior |  |  |  | 16.68% | 1030504000
1030505000 | 19.13% | 14.06% | Interior |  |  |  | 19.13% | 1030505000
1030569000 | 18.86% | 14.06% | Interior |  |  |  | 18.86% | 1030569000
1030575000 | 19.01% | 14.06% | Interior |  |  |  | 19.01% | 1030575000
1030586000 | 16.79% | 14.06% | Interior |  |  |  | 16.79% | 1030586000
1030611000 | 22.78% | 14.06% | Interior |  |  |  | 22.78% | 1030611000
1030633000 | 20.46% | 14.06% | Interior |  |  |  | 20.46% | 1030633000
1030646000 | 17.34% | 14.06% | Interior |  |  |  | 17.34% | 1030646000
1030646000 | 18.74% | 14.06% | Interior |  |  |  | 18.74% | 1030646000
1030683000 | 20.68% | 14.06% | Interior |  |  |  | 20.68% | 1030683000
1030730000 | 18.42% | 14.06% | Interior |  |  |  | 18.42% | 1030730000
1030764000 | 17.3% | 14.06% | Interior |  |  |  | 17.3% | 1030764000
1030787000 | 20.09% | 14.06% | Interior |  |  |  | 20.09% | 1030787000
1030793000 | 17.41% | 14.06% | Interior |  |  |  | 17.41% | 1030793000
1030797000 | 17.27% | 14.06% | Interior |  |  |  | 17.27% | 1030797000
1030799000 | 17.32% | 14.06% | Interior |  |  |  | 17.32% | 1030799000
1030811000 | 18.52% | 14.06% | Interior |  |  |  | 18.52% | 1030811000
1030835000 | 17.11% | 14.06% | Interior |  |  |  | 17.11% | 1030835000
1030841000 | 21.82% | 14.06% | Interior |  |  |  | 21.82% | 1030841000
1030865000 | 17.37% | 14.06% | Interior |  |  |  | 17.37% | 1030865000
1030866000 | 17.18% | 14.06% | Interior |  |  |  | 17.18% | 1030866000
1030893000 | 21.29% | 14.06% | Interior |  |  |  | 21.29% | 1030893000
1030896000 | 19.59% | 14.06% | Interior |  |  |  | 19.59% | 1030896000
1030902000 | 18.4% | 14.06% | Interior |  |  |  | 18.4% | 1030902000
1030980000 | 17.05% | 14.06% | Interior |  |  |  | 17.05% | 1030980000
1031003000 | 20.7% | 14.06% | Interior |  |  |  | 20.7% | 1031003000
1031004000 | 19.49% | 14.06% | Interior |  |  |  | 19.49% | 1031004000
1031027000 | 19.69% | 14.06% | Interior |  |  |  | 19.69% | 1031027000
1031054000 | 22.43% | 14.06% | Interior |  |  |  | 22.43% | 1031054000
1031056000 | 19.37% | 14.06% | Interior |  |  |  | 19.37% | 1031056000
1031063000 | 21.26% | 14.06% | Interior |  |  |  | 21.26% | 1031063000
1031126000 | 19.25% | 14.06% | Interior |  |  |  | 19.25% | 1031126000
1031145000 | 19.71% | 14.06% | Interior |  |  |  | 19.71% | 1031145000
1031172000 | 17.8% | 14.06% | Interior |  |  |  | 17.8% | 1031172000
1031173000 | 20.67% | 14.06% | Interior |  |  |  | 20.67% | 1031173000
1031181000 | 17.91% | 14.06% | Interior |  |  |  | 17.91% | 1031181000
1031191000 | 18.98% | 14.06% | Interior |  |  |  | 18.98% | 1031191000
1031192000 | 22.21% | 14.06% | Interior |  |  |  | 22.21% | 1031192000
1031196000 | 16.68% | 14.06% | Interior |  |  |  | 16.68% | 1031196000
1031213000 | 20.1% | 14.06% | Interior |  |  |  | 20.1% | 1031213000
1031217000 | 19.01% | 14.06% | Interior |  |  |  | 19.01% | 1031217000
1031218000 | 18.01% | 14.06% | Interior |  |  |  | 18.01% | 1031218000
1031219000 | 21.05% | 14.06% | Interior |  |  |  | 21.05% | 1031219000
1031225000 | 22.4% | 14.06% | Interior |  |  |  | 22.4% | 1031225000
1031302000 | 22.78% | 14.06% | Interior |  |  |  | 22.78% | 1031302000
1031323000 | 17.63% | 14.06% | Interior |  |  |  | 17.63% | 1031323000
1031341000 | 17.78% | 14.06% | Interior |  |  |  | 17.78% | 1031341000
1031384000 | 20.07% | 14.06% | Interior |  |  |  | 20.07% | 1031384000
1031426000 | 18.5% | 14.06% | Interior |  |  |  | 18.5% | 1031426000
1031427000 | 18.64% | 14.06% | Interior |  |  |  | 18.64% | 1031427000
1031428000 | 19.76% | 14.06% | Interior |  |  |  | 19.76% | 1031428000
1031453000 | 16.97% | 14.06% | Interior |  |  |  | 16.97% | 1031453000
1031460000 | 18.52% | 14.06% | Interior |  |  |  | 18.52% | 1031460000
1031495000 | 16.62% | 14.06% | Interior |  |  |  | 16.62% | 1031495000
1031501000 | 18.37% | 14.06% | Interior |  |  |  | 18.37% | 1031501000
1031530000 | 18.4% | 14.06% | Interior |  |  |  | 18.4% | 1031530000
1031539000 | 16.77% | 14.06% | Interior |  |  |  | 16.77% | 1031539000
1031540000 | 19.86% | 14.06% | Interior |  |  |  | 19.86% | 1031540000
1031544000 | 18.59% | 14.06% | Interior |  |  |  | 18.59% | 1031544000
1031584000 | 18.62% | 14.06% | Interior |  |  |  | 18.62% | 1031584000
1031588000 | 19.59% | 14.06% | Interior |  |  |  | 19.59% | 1031588000
1031599000 | 19.74% | 14.06% | Interior |  |  |  | 19.74% | 1031599000
1031601000 | 18.28% | 14.06% | Interior |  |  |  | 18.28% | 1031601000
1031674000 | 18.16% | 14.06% | Interior |  |  |  | 18.16% | 1031674000
1031716000 | 19.16% | 14.06% | Interior |  |  |  | 19.16% | 1031716000
1031760000 | 18.03% | 14.06% | Interior |  |  |  | 18.03% | 1031760000
1031764000 | 17.88% | 14.06% | Interior |  |  |  | 17.88% | 1031764000
1031778000 | 16.81% | 14.06% | Interior |  |  |  | 16.81% | 1031778000
1031781000 | 18.89% | 14.06% | Interior |  |  |  | 18.89% | 1031781000
1031790000 | 16.24% | 14.06% | Interior |  |  |  | 16.24% | 1031790000
1031791000 | 17.91% | 14.06% | Interior |  |  |  | 17.91% | 1031791000
1031818000 | 19.25% | 14.06% | Interior |  |  |  | 19.25% | 1031818000
1031870000 | 16.91% | 14.06% | Interior |  |  |  | 16.91% | 1031870000
1031882000 | 18.98% | 14.06% | Interior |  |  |  | 18.98% | 1031882000
1031888000 | 19.13% | 14.06% | Interior |  |  |  | 19.13% | 1031888000
1031953000 | 18.86% | 14.06% | Interior |  |  |  | 18.86% | 1031953000
1032022000 | 18.55% | 14.06% | Interior |  |  |  | 18.55% | 1032022000
1032027000 | 21.27% | 14.06% | Interior |  |  |  | 21.27% | 1032027000
1032038000 | 21.84% | 14.06% | Interior |  |  |  | 21.84% | 1032038000
1032050000 | 17.54% | 14.06% | Interior |  |  |  | 17.54% | 1032050000
1032059000 | 17.39% | 14.06% | Interior |  |  |  | 17.39% | 1032059000
1032061000 | 17.14% | 14.06% | Interior |  |  |  | 17.14% | 1032061000
1032065000 | 17.43% | 14.06% | Interior |  |  |  | 17.43% | 1032065000
1032067000 | 20.68% | 14.06% | Interior |  |  |  | 20.68% | 1032067000
1032090000 | 20.88% | 14.06% | Interior |  |  |  | 20.88% | 1032090000
1032119000 | 18.64% | 14.06% | Interior |  |  |  | 18.64% | 1032119000
1032145000 | 17.5% | 14.06% | Interior |  |  |  | 17.5% | 1032145000
1032148000 | 17.3% | 14.06% | Interior |  |  |  | 17.3% | 1032148000
1032177000 | 17.41% | 14.06% | Interior |  |  |  | 17.41% | 1032177000
1032180000 | 17.27% | 14.06% | Interior |  |  |  | 17.27% | 1032180000
1032195000 | 18.52% | 14.06% | Interior |  |  |  | 18.52% | 1032195000
1032218000 | 17.11% | 14.06% | Interior |  |  |  | 17.11% | 1032218000
1032224000 | 19.71% | 14.06% | Interior |  |  |  | 19.71% | 1032224000
1032250000 | 17.18% | 14.06% | Interior |  |  |  | 17.18% | 1032250000
1032341000 | 19.73% | 14.06% | Interior |  |  |  | 19.73% | 1032341000
1032363000 | 17.05% | 14.06% | Interior |  |  |  | 17.05% | 1032363000
1032374000 | 20.88% | 14.06% | Interior |  |  |  | 20.88% | 1032374000
1032387000 | 19.49% | 14.06% | Interior |  |  |  | 19.49% | 1032387000
1032392000 | 17.93% | 14.06% | Interior |  |  |  | 17.93% | 1032392000
1032404000 | 22.24% | 14.06% | Interior |  |  |  | 22.24% | 1032404000
1032432000 | 21.07% | 14.06% | Interior |  |  |  | 21.07% | 1032432000
1032439000 | 19.37% | 14.06% | Interior |  |  |  | 19.37% | 1032439000
1032452000 | 18.03% | 14.06% | Interior |  |  |  | 18.03% | 1032452000
1032470000 | 16.81% | 14.06% | Interior |  |  |  | 16.81% | 1032470000
1032504000 | 19.1% | 14.06% | Interior |  |  |  | 19.1% | 1032504000
1032531000 | 18.14% | 14.06% | Interior |  |  |  | 18.14% | 1032531000
1032535000 | 17.66% | 14.06% | Interior |  |  |  | 17.66% | 1032535000
1032537000 | 20.48% | 14.06% | Interior |  |  |  | 20.48% | 1032537000
1032555000 | 19.13% | 14.06% | Interior |  |  |  | 19.13% | 1032555000
1032564000 | 17.76% | 14.06% | Interior |  |  |  | 17.76% | 1032564000
1032564000 | 17.91% | 14.06% | Interior |  |  |  | 17.91% | 1032564000
1032575000 | 22.21% | 14.06% | Interior |  |  |  | 22.21% | 1032575000
1032603000 | 21.05% | 14.06% | Interior |  |  |  | 21.05% | 1032603000
1032699000 | 20.31% | 14.06% | Interior |  |  |  | 20.31% | 1032699000
1032706000 | 17.63% | 14.06% | Interior |  |  |  | 17.63% | 1032706000
1032708000 | 20.46% | 14.06% | Interior |  |  |  | 20.46% | 1032708000
1032740000 | 18.62% | 14.06% | Interior |  |  |  | 18.62% | 1032740000
1032741000 | 18.77% | 14.06% | Interior |  |  |  | 18.77% | 1032741000
1032747000 | 21.46% | 14.06% | Interior |  |  |  | 21.46% | 1032747000
1032753000 | 19.88% | 14.06% | Interior |  |  |  | 19.88% | 1032753000
1032778000 | 18.65% | 14.06% | Interior |  |  |  | 18.65% | 1032778000
1032810000 | 18.5% | 14.06% | Interior |  |  |  | 18.5% | 1032810000
1032844000 | 18.52% | 14.06% | Interior |  |  |  | 18.52% | 1032844000
1032857000 | 18.72% | 14.06% | Interior |  |  |  | 18.72% | 1032857000
1032868000 | 17.41% | 14.06% | Interior |  |  |  | 17.41% | 1032868000
1032882000 | 17.1% | 14.06% | Interior |  |  |  | 17.1% | 1032882000
1032914000 | 18.4% | 14.06% | Interior |  |  |  | 18.4% | 1032914000
1032915000 | 19.71% | 14.06% | Interior |  |  |  | 19.71% | 1032915000
1032922000 | 16.77% | 14.06% | Interior |  |  |  | 16.77% | 1032922000
1032923000 | 18.74% | 14.06% | Interior |  |  |  | 18.74% | 1032923000
1032924000 | 19.86% | 14.06% | Interior |  |  |  | 19.86% | 1032924000
1032984000 | 18.28% | 14.06% | Interior |  |  |  | 18.28% | 1032984000
1032988000 | 16.26% | 14.06% | Interior |  |  |  | 16.26% | 1032988000
1033007000 | 16.41% | 14.06% | Interior |  |  |  | 16.41% | 1033007000
1033030000 | 19.28% | 14.06% | Interior |  |  |  | 19.28% | 1033030000
1033040000 | 17.07% | 14.06% | Interior |  |  |  | 17.07% | 1033040000
1033058000 | 18.16% | 14.06% | Interior |  |  |  | 18.16% | 1033058000
1033062000 | 16.93% | 14.06% | Interior |  |  |  | 16.93% | 1033062000
1033063000 | 18.01% | 14.06% | Interior |  |  |  | 18.01% | 1033063000
1033094000 | 19.01% | 14.06% | Interior |  |  |  | 19.01% | 1033094000
1033104000 | 18.04% | 14.06% | Interior |  |  |  | 18.04% | 1033104000
1033131000 | 19.37% | 14.06% | Interior |  |  |  | 19.37% | 1033131000
1033143000 | 16.05% | 14.06% | Interior |  |  |  | 16.05% | 1033143000
1033174000 | 17.03% | 14.06% | Interior |  |  |  | 17.03% | 1033174000
1033195000 | 19.1% | 14.06% | Interior |  |  |  | 19.1% | 1033195000
1033201000 | 19.25% | 14.06% | Interior |  |  |  | 19.25% | 1033201000
1033266000 | 18.98% | 14.06% | Interior |  |  |  | 18.98% | 1033266000
1033330000 | 17.67% | 14.06% | Interior |  |  |  | 17.67% | 1033330000
1033330000 | 18.67% | 14.06% | Interior |  |  |  | 18.67% | 1033330000
1033339000 | 17.52% | 14.06% | Interior |  |  |  | 17.52% | 1033339000
1033368000 | 17% | 14.06% | Interior |  |  |  | 17% | 1033368000
1033378000 | 17.55% | 14.06% | Interior |  |  |  | 17.55% | 1033378000
1033421000 | 21.84% | 14.06% | Interior |  |  |  | 21.84% | 1033421000
1033432000 | 18.77% | 14.06% | Interior |  |  |  | 18.77% | 1033432000
1033434000 | 17.54% | 14.06% | Interior |  |  |  | 17.54% | 1033434000
1033443000 | 17.39% | 14.06% | Interior |  |  |  | 17.39% | 1033443000
1033446000 | 17.62% | 14.06% | Interior |  |  |  | 17.62% | 1033446000
1033449000 | 17.43% | 14.06% | Interior |  |  |  | 17.43% | 1033449000
1033450000 | 20.68% | 14.06% | Interior |  |  |  | 20.68% | 1033450000
1033502000 | 16.31% | 14.06% | Interior |  |  |  | 16.31% | 1033502000
1033503000 | 18.64% | 14.06% | Interior |  |  |  | 18.64% | 1033503000
1033528000 | 16.97% | 14.06% | Interior |  |  |  | 16.97% | 1033528000
1033531000 | 17.3% | 14.06% | Interior |  |  |  | 17.3% | 1033531000
1033546000 | 22.41% | 14.06% | Interior |  |  |  | 22.41% | 1033546000
1033564000 | 17.27% | 14.06% | Interior |  |  |  | 17.27% | 1033564000
1033570000 | 20.9% | 14.06% | Interior |  |  |  | 20.9% | 1033570000
1033614000 | 16.77% | 14.06% | Interior |  |  |  | 16.77% | 1033614000
1033624000 | 20.32% | 14.06% | Interior |  |  |  | 20.32% | 1033624000
1033633000 | 17.18% | 14.06% | Interior |  |  |  | 17.18% | 1033633000
1033662000 | 18.06% | 14.06% | Interior |  |  |  | 18.06% | 1033662000
1033724000 | 19.73% | 14.06% | Interior |  |  |  | 19.73% | 1033724000
1033739000 | 19.92% | 14.06% | Interior |  |  |  | 19.92% | 1033739000
1033747000 | 17.05% | 14.06% | Interior |  |  |  | 17.05% | 1033747000
1033750000 | 18.16% | 14.06% | Interior |  |  |  | 18.16% | 1033750000
1033754000 | 16.93% | 14.06% | Interior |  |  |  | 16.93% | 1033754000
1033762000 | 16.9% | 14.06% | Interior |  |  |  | 16.9% | 1033762000
1033771000 | 19.49% | 14.06% | Interior |  |  |  | 19.49% | 1033771000
1033773000 | 21.51% | 14.06% | Interior |  |  |  | 21.51% | 1033773000
1033774000 | 17.79% | 14.06% | Interior |  |  |  | 17.79% | 1033774000
1033806000 | 20.93% | 14.06% | Interior |  |  |  | 20.93% | 1033806000
1033817000 | 19.23% | 14.06% | Interior |  |  |  | 19.23% | 1033817000
1033835000 | 18.03% | 14.06% | Interior |  |  |  | 18.03% | 1033835000
1033839000 | 17.88% | 14.06% | Interior |  |  |  | 17.88% | 1033839000
1033855000 | 18.26% | 14.06% | Interior |  |  |  | 18.26% | 1033855000
1033911000 | 20.34% | 14.06% | Interior |  |  |  | 20.34% | 1033911000
1033929000 | 22.02% | 14.06% | Interior |  |  |  | 22.02% | 1033929000
1033944000 | 21.48% | 14.06% | Interior |  |  |  | 21.48% | 1033944000
1033948000 | 17.76% | 14.06% | Interior |  |  |  | 17.76% | 1033948000
1033978000 | 20.9% | 14.06% | Interior |  |  |  | 20.9% | 1033978000
1034000000 | 19.93% | 14.06% | Interior |  |  |  | 19.93% | 1034000000
1034053000 | 18.74% | 14.06% | Interior |  |  |  | 18.74% | 1034053000
1034054000 | 18.89% | 14.06% | Interior |  |  |  | 18.89% | 1034054000
1034079000 | 17.44% | 14.06% | Interior |  |  |  | 17.44% | 1034079000
1034081000 | 22.63% | 14.06% | Interior |  |  |  | 22.63% | 1034081000
1034083000 | 20.31% | 14.06% | Interior |  |  |  | 20.31% | 1034083000
1034103000 | 21.27% | 14.06% | Interior |  |  |  | 21.27% | 1034103000
1034117000 | 18.76% | 14.06% | Interior |  |  |  | 18.76% | 1034117000
1034123000 | 18.62% | 14.06% | Interior |  |  |  | 18.62% | 1034123000
1034126000 | 17.54% | 14.06% | Interior |  |  |  | 17.54% | 1034126000
1034162000 | 18.65% | 14.06% | Interior |  |  |  | 18.65% | 1034162000
1034173000 | 18.84% | 14.06% | Interior |  |  |  | 18.84% | 1034173000
1034177000 | 16.51% | 14.06% | Interior |  |  |  | 16.51% | 1034177000
1034193000 | 16.31% | 14.06% | Interior |  |  |  | 16.31% | 1034193000
1034227000 | 18.52% | 14.06% | Interior |  |  |  | 18.52% | 1034227000
1034238000 | 22.41% | 14.06% | Interior |  |  |  | 22.41% | 1034238000
1034246000 | 20.09% | 14.06% | Interior |  |  |  | 20.09% | 1034246000
1034252000 | 17.41% | 14.06% | Interior |  |  |  | 17.41% | 1034252000
1034254000 | 22.61% | 14.06% | Interior |  |  |  | 22.61% | 1034254000
1034298000 | 18.4% | 14.06% | Interior |  |  |  | 18.4% | 1034298000
1034343000 | 19.4% | 14.06% | Interior |  |  |  | 19.4% | 1034343000
1034365000 | 17.06% | 14.06% | Interior |  |  |  | 17.06% | 1034365000
1034368000 | 18.28% | 14.06% | Interior |  |  |  | 18.28% | 1034368000
1034372000 | 16.26% | 14.06% | Interior |  |  |  | 16.26% | 1034372000
1034374000 | 18.13% | 14.06% | Interior |  |  |  | 18.13% | 1034374000
1034391000 | 16.41% | 14.06% | Interior |  |  |  | 16.41% | 1034391000
1034407000 | 19.13% | 14.06% | Interior |  |  |  | 19.13% | 1034407000
1034417000 | 18.16% | 14.06% | Interior |  |  |  | 18.16% | 1034417000
1034463000 | 19.49% | 14.06% | Interior |  |  |  | 19.49% | 1034463000
1034487000 | 17.16% | 14.06% | Interior |  |  |  | 17.16% | 1034487000
1034508000 | 19.23% | 14.06% | Interior |  |  |  | 19.23% | 1034508000
1034514000 | 19.37% | 14.06% | Interior |  |  |  | 19.37% | 1034514000
1034526000 | 16.05% | 14.06% | Interior |  |  |  | 16.05% | 1034526000
1034579000 | 19.1% | 14.06% | Interior |  |  |  | 19.1% | 1034579000
1034629000 | 17.79% | 14.06% | Interior |  |  |  | 17.79% | 1034629000
1034639000 | 17.64% | 14.06% | Interior |  |  |  | 17.64% | 1034639000
1034643000 | 18.79% | 14.06% | Interior |  |  |  | 18.79% | 1034643000
1034691000 | 17.67% | 14.06% | Interior |  |  |  | 17.67% | 1034691000
1034713000 | 17.67% | 14.06% | Interior |  |  |  | 17.67% | 1034713000
1034723000 | 17.52% | 14.06% | Interior |  |  |  | 17.52% | 1034723000
1034745000 | 18.89% | 14.06% | Interior |  |  |  | 18.89% | 1034745000
1034759000 | 17.74% | 14.06% | Interior |  |  |  | 17.74% | 1034759000
1034762000 | 17.55% | 14.06% | Interior |  |  |  | 17.55% | 1034762000
1034776000 | 16.44% | 14.06% | Interior |  |  |  | 16.44% | 1034776000
1034816000 | 18.77% | 14.06% | Interior |  |  |  | 18.77% | 1034816000
1034826000 | 17.39% | 14.06% | Interior |  |  |  | 17.39% | 1034826000
1034832000 | 17.43% | 14.06% | Interior |  |  |  | 17.43% | 1034832000
1034834000 | 16.79% | 14.06% | Interior |  |  |  | 16.79% | 1034834000
1034915000 | 17.3% | 14.06% | Interior |  |  |  | 17.3% | 1034915000
1034924000 | 17.4% | 14.06% | Interior |  |  |  | 17.4% | 1034924000
1034935000 | 19.94% | 14.06% | Interior |  |  |  | 19.94% | 1034935000
1034954000 | 20.9% | 14.06% | Interior |  |  |  | 20.9% | 1034954000
1034954000 | 16.62% | 14.06% | Interior |  |  |  | 16.62% | 1034954000
1034959000 | 18.18% | 14.06% | Interior |  |  |  | 18.18% | 1034959000
1034973000 | 21.48% | 14.06% | Interior |  |  |  | 21.48% | 1034973000
1034975000 | 21.09% | 14.06% | Interior |  |  |  | 21.09% | 1034975000
1034998000 | 16.77% | 14.06% | Interior |  |  |  | 16.77% | 1034998000
1035017000 | 17.18% | 14.06% | Interior |  |  |  | 17.18% | 1035017000
1035035000 | 17.03% | 14.06% | Interior |  |  |  | 17.03% | 1035035000
1035049000 | 17.91% | 14.06% | Interior |  |  |  | 17.91% | 1035049000
1035057000 | 17.06% | 14.06% | Interior |  |  |  | 17.06% | 1035057000
1035060000 | 18.28% | 14.06% | Interior |  |  |  | 18.28% | 1035060000
1035097000 | 17.37% | 14.06% | Interior |  |  |  | 17.37% | 1035097000
1035108000 | 19.73% | 14.06% | Interior |  |  |  | 19.73% | 1035108000
1035122000 | 22.05% | 14.06% | Interior |  |  |  | 22.05% | 1035122000
1035124000 | 15.95% | 14.06% | Interior |  |  |  | 15.95% | 1035124000
1035130000 | 17.05% | 14.06% | Interior |  |  |  | 17.05% | 1035130000
1035133000 | 18.16% | 14.06% | Interior |  |  |  | 18.16% | 1035133000
1035138000 | 18.01% | 14.06% | Interior |  |  |  | 18.01% | 1035138000
1035151000 | 19.35% | 14.06% | Interior |  |  |  | 19.35% | 1035151000
1035194000 | 19.95% | 14.06% | Interior |  |  |  | 19.95% | 1035194000
1035196000 | 18.38% | 14.06% | Interior |  |  |  | 18.38% | 1035196000
1035223000 | 17.88% | 14.06% | Interior |  |  |  | 17.88% | 1035223000
1035293000 | 19.36% | 14.06% | Interior |  |  |  | 19.36% | 1035293000
1035315000 | 21.29% | 14.06% | Interior |  |  |  | 21.29% | 1035315000
1035335000 | 17.57% | 14.06% | Interior |  |  |  | 17.57% | 1035335000
1035346000 | 16.68% | 14.06% | Interior |  |  |  | 16.68% | 1035346000
1035353000 | 20.71% | 14.06% | Interior |  |  |  | 20.71% | 1035353000
1035356000 | 21.09% | 14.06% | Interior |  |  |  | 21.09% | 1035356000
1035368000 | 19.01% | 14.06% | Interior |  |  |  | 19.01% | 1035368000
1035368000 | 18.86% | 14.06% | Interior |  |  |  | 18.86% | 1035368000
1035369000 | 16.53% | 14.06% | Interior |  |  |  | 16.53% | 1035369000
1035405000 | 17.67% | 14.06% | Interior |  |  |  | 17.67% | 1035405000
1035436000 | 18.74% | 14.06% | Interior |  |  |  | 18.74% | 1035436000
1035447000 | 22.44% | 14.06% | Interior |  |  |  | 22.44% | 1035447000
1035451000 | 16.64% | 14.06% | Interior |  |  |  | 16.64% | 1035451000
1035458000 | 20.12% | 14.06% | Interior |  |  |  | 20.12% | 1035458000
1035465000 | 17.29% | 14.06% | Interior |  |  |  | 17.29% | 1035465000
1035467000 | 16.44% | 14.06% | Interior |  |  |  | 16.44% | 1035467000
1035486000 | 21.27% | 14.06% | Interior |  |  |  | 21.27% | 1035486000
1035501000 | 18.76% | 14.06% | Interior |  |  |  | 18.76% | 1035501000
1035509000 | 17.54% | 14.06% | Interior |  |  |  | 17.54% | 1035509000
1035512000 | 18.96% | 14.06% | Interior |  |  |  | 18.96% | 1035512000
1035525000 | 20.53% | 14.06% | Interior |  |  |  | 20.53% | 1035525000
1035525000 | 20.68% | 14.06% | Interior |  |  |  | 20.68% | 1035525000
1035545000 | 18.65% | 14.06% | Interior |  |  |  | 18.65% | 1035545000
1035577000 | 16.31% | 14.06% | Interior |  |  |  | 16.31% | 1035577000
1035611000 | 18.52% | 14.06% | Interior |  |  |  | 18.52% | 1035611000
1035621000 | 22.41% | 14.06% | Interior |  |  |  | 22.41% | 1035621000
1035627000 | 19.94% | 14.06% | Interior |  |  |  | 19.94% | 1035627000
1035630000 | 20.09% | 14.06% | Interior |  |  |  | 20.09% | 1035630000
1035639000 | 17.27% | 14.06% | Interior |  |  |  | 17.27% | 1035639000
1035674000 | 19.52% | 14.06% | Interior |  |  |  | 19.52% | 1035674000
1035678000 | 17.18% | 14.06% | Interior |  |  |  | 17.18% | 1035678000
1035681000 | 21.67% | 14.06% | Interior |  |  |  | 21.67% | 1035681000
1035681000 | 18.4% | 14.06% | Interior |  |  |  | 18.4% | 1035681000
1035686000 | 18.97% | 14.06% | Interior |  |  |  | 18.97% | 1035686000
1035687000 | 18.25% | 14.06% | Interior |  |  |  | 18.25% | 1035687000
1035720000 | 19.25% | 14.06% | Interior |  |  |  | 19.25% | 1035720000
1035741000 | 18.28% | 14.06% | Interior |  |  |  | 18.28% | 1035741000
1035755000 | 16.26% | 14.06% | Interior |  |  |  | 16.26% | 1035755000
1035774000 | 16.41% | 14.06% | Interior |  |  |  | 16.41% | 1035774000
1035800000 | 17.28% | 14.06% | Interior |  |  |  | 17.28% | 1035800000
1035822000 | 17.05% | 14.06% | Interior |  |  |  | 17.05% | 1035822000
1035843000 | 19.35% | 14.06% | Interior |  |  |  | 19.35% | 1035843000
1035846000 | 19.49% | 14.06% | Interior |  |  |  | 19.49% | 1035846000
1035892000 | 19.23% | 14.06% | Interior |  |  |  | 19.23% | 1035892000
1035909000 | 15.9% | 14.06% | Interior |  |  |  | 15.9% | 1035909000
1035910000 | 16.05% | 14.06% | Interior |  |  |  | 16.05% | 1035910000
1035941000 | 17.91% | 14.06% | Interior |  |  |  | 17.91% | 1035941000
1035952000 | 17.77% | 14.06% | Interior |  |  |  | 17.77% | 1035952000
1035956000 | 18.92% | 14.06% | Interior |  |  |  | 18.92% | 1035956000
1036005000 | 17.79% | 14.06% | Interior |  |  |  | 17.79% | 1036005000
1036013000 | 17.79% | 14.06% | Interior |  |  |  | 17.79% | 1036013000
1036023000 | 17.64% | 14.06% | Interior |  |  |  | 17.64% | 1036023000
1036060000 | 19.01% | 14.06% | Interior |  |  |  | 19.01% | 1036060000
1036062000 | 16.57% | 14.06% | Interior |  |  |  | 16.57% | 1036062000
1036072000 | 17.86% | 14.06% | Interior |  |  |  | 17.86% | 1036072000
1036075000 | 17.67% | 14.06% | Interior |  |  |  | 17.67% | 1036075000
1036106000 | 17.52% | 14.06% | Interior |  |  |  | 17.52% | 1036106000
1036129000 | 18.89% | 14.06% | Interior |  |  |  | 18.89% | 1036129000
1036145000 | 17.55% | 14.06% | Interior |  |  |  | 17.55% | 1036145000
1036172000 | 16.65% | 14.06% | Interior |  |  |  | 16.65% | 1036172000
1036182000 | 17.53% | 14.06% | Interior |  |  |  | 17.53% | 1036182000
1036216000 | 17.43% | 14.06% | Interior |  |  |  | 17.43% | 1036216000
1036270000 | 18.31% | 14.06% | Interior |  |  |  | 18.31% | 1036270000
1036290000 | 15.52% | 14.06% | Interior |  |  |  | 15.52% | 1036290000
1036298000 | 17.3% | 14.06% | Interior |  |  |  | 17.3% | 1036298000
1036317000 | 17.15% | 14.06% | Interior |  |  |  | 17.15% | 1036317000
1036337000 | 20.9% | 14.06% | Interior |  |  |  | 20.9% | 1036337000
1036338000 | 16.62% | 14.06% | Interior |  |  |  | 16.62% | 1036338000
1036347000 | 18.04% | 14.06% | Interior |  |  |  | 18.04% | 1036347000
1036356000 | 17.5% | 14.06% | Interior |  |  |  | 17.5% | 1036356000
1036370000 | 17.18% | 14.06% | Interior |  |  |  | 17.18% | 1036370000
1036373000 | 18.4% | 14.06% | Interior |  |  |  | 18.4% | 1036373000
1036398000 | 16.07% | 14.06% | Interior |  |  |  | 16.07% | 1036398000
1036400000 | 17.18% | 14.06% | Interior |  |  |  | 17.18% | 1036400000
1036443000 | 18.28% | 14.06% | Interior |  |  |  | 18.28% | 1036443000
1036449000 | 18.13% | 14.06% | Interior |  |  |  | 18.13% | 1036449000
1036466000 | 16.41% | 14.06% | Interior |  |  |  | 16.41% | 1036466000
1036491000 | 19.73% | 14.06% | Interior |  |  |  | 19.73% | 1036491000
1036506000 | 22.05% | 14.06% | Interior |  |  |  | 22.05% | 1036506000
1036507000 | 15.95% | 14.06% | Interior |  |  |  | 15.95% | 1036507000
1036515000 | 20.54% | 14.06% | Interior |  |  |  | 20.54% | 1036515000
1036521000 | 18.01% | 14.06% | Interior |  |  |  | 18.01% | 1036521000
1036550000 | 21.11% | 14.06% | Interior |  |  |  | 21.11% | 1036550000
1036578000 | 19.95% | 14.06% | Interior |  |  |  | 19.95% | 1036578000
1036585000 | 20.15% | 14.06% | Interior |  |  |  | 20.15% | 1036585000
1036614000 | 17.7% | 14.06% | Interior |  |  |  | 17.7% | 1036614000
1036620000 | 16.81% | 14.06% | Interior |  |  |  | 16.81% | 1036620000
1036643000 | 16.66% | 14.06% | Interior |  |  |  | 16.66% | 1036643000
1036691000 | 21.15% | 14.06% | Interior |  |  |  | 21.15% | 1036691000
1036704000 | 21.72% | 14.06% | Interior |  |  |  | 21.72% | 1036704000
1036704000 | 17.79% | 14.06% | Interior |  |  |  | 17.79% | 1036704000
1036705000 | 19.13% | 14.06% | Interior |  |  |  | 19.13% | 1036705000
1036707000 | 18.98% | 14.06% | Interior |  |  |  | 18.98% | 1036707000
1036727000 | 17.42% | 14.06% | Interior |  |  |  | 17.42% | 1036727000
1036730000 | 16.68% | 14.06% | Interior |  |  |  | 16.68% | 1036730000
1036735000 | 20.56% | 14.06% | Interior |  |  |  | 20.56% | 1036735000
1036737000 | 16.76% | 14.06% | Interior |  |  |  | 16.76% | 1036737000
1036751000 | 18.86% | 14.06% | Interior |  |  |  | 18.86% | 1036751000
1036753000 | 16.53% | 14.06% | Interior |  |  |  | 16.53% | 1036753000
1036754000 | 16.57% | 14.06% | Interior |  |  |  | 16.57% | 1036754000
1036788000 | 17.67% | 14.06% | Interior |  |  |  | 17.67% | 1036788000
1036851000 | 16.44% | 14.06% | Interior |  |  |  | 16.44% | 1036851000
1036863000 | 21.12% | 14.06% | Interior |  |  |  | 21.12% | 1036863000
1036876000 | 21.7% | 14.06% | Interior |  |  |  | 21.7% | 1036876000
1036879000 | 19% | 14.06% | Interior |  |  |  | 19% | 1036879000
1036884000 | 18.76% | 14.06% | Interior |  |  |  | 18.76% | 1036884000
1036901000 | 20.15% | 14.06% | Interior |  |  |  | 20.15% | 1036901000
1036902000 | 17.39% | 14.06% | Interior |  |  |  | 17.39% | 1036902000
1036908000 | 20.53% | 14.06% | Interior |  |  |  | 20.53% | 1036908000
1036929000 | 18.65% | 14.06% | Interior |  |  |  | 18.65% | 1036929000
1036960000 | 16.31% | 14.06% | Interior |  |  |  | 16.31% | 1036960000
1036991000 | 17.3% | 14.06% | Interior |  |  |  | 17.3% | 1036991000
1036994000 | 18.52% | 14.06% | Interior |  |  |  | 18.52% | 1036994000
1037000000 | 18.38% | 14.06% | Interior |  |  |  | 18.38% | 1037000000
1037030000 | 17.08% | 14.06% | Interior |  |  |  | 17.08% | 1037030000
1037048000 | 21.48% | 14.06% | Interior |  |  |  | 21.48% | 1037048000
1037054000 | 19.37% | 14.06% | Interior |  |  |  | 19.37% | 1037054000
1037080000 | 18.4% | 14.06% | Interior |  |  |  | 18.4% | 1037080000
1037083000 | 20.32% | 14.06% | Interior |  |  |  | 20.32% | 1037083000
1037092000 | 17.18% | 14.06% | Interior |  |  |  | 17.18% | 1037092000
1037113000 | 17.4% | 14.06% | Interior |  |  |  | 17.4% | 1037113000
1037139000 | 16.26% | 14.06% | Interior |  |  |  | 16.26% | 1037139000
1037183000 | 19.73% | 14.06% | Interior |  |  |  | 19.73% | 1037183000
1037205000 | 17.05% | 14.06% | Interior |  |  |  | 17.05% | 1037205000
1037220000 | 16.9% | 14.06% | Interior |  |  |  | 16.9% | 1037220000
1037226000 | 19.35% | 14.06% | Interior |  |  |  | 19.35% | 1037226000
1037254000 | 18.04% | 14.06% | Interior |  |  |  | 18.04% | 1037254000
1037265000 | 17.89% | 14.06% | Interior |  |  |  | 17.89% | 1037265000
1037270000 | 19.04% | 14.06% | Interior |  |  |  | 19.04% | 1037270000
1037294000 | 16.05% | 14.06% | Interior |  |  |  | 16.05% | 1037294000
1037305000 | 16.37% | 14.06% | Interior |  |  |  | 16.37% | 1037305000
1037325000 | 17.91% | 14.06% | Interior |  |  |  | 17.91% | 1037325000
1037334000 | 17.91% | 14.06% | Interior |  |  |  | 17.91% | 1037334000
1037336000 | 17.77% | 14.06% | Interior |  |  |  | 17.77% | 1037336000
1037368000 | 16.69% | 14.06% | Interior |  |  |  | 16.69% | 1037368000
1037385000 | 17.99% | 14.06% | Interior |  |  |  | 17.99% | 1037385000
1037388000 | 17.79% | 14.06% | Interior |  |  |  | 17.79% | 1037388000
1037397000 | 19.13% | 14.06% | Interior |  |  |  | 19.13% | 1037397000
1037406000 | 17.64% | 14.06% | Interior |  |  |  | 17.64% | 1037406000
1037443000 | 19.01% | 14.06% | Interior |  |  |  | 19.01% | 1037443000
1037458000 | 17.67% | 14.06% | Interior |  |  |  | 17.67% | 1037458000
1037461000 | 17.65% | 14.06% | Interior |  |  |  | 17.65% | 1037461000
1037473000 | 15.69% | 14.06% | Interior |  |  |  | 15.69% | 1037473000
1037483000 | 15.54% | 14.06% | Interior |  |  |  | 15.54% | 1037483000
1037529000 | 17.55% | 14.06% | Interior |  |  |  | 17.55% | 1037529000
1037583000 | 18.43% | 14.06% | Interior |  |  |  | 18.43% | 1037583000
1037599000 | 17.43% | 14.06% | Interior |  |  |  | 17.43% | 1037599000
1037619000 | 17.28% | 14.06% | Interior |  |  |  | 17.28% | 1037619000
1037636000 | 17.62% | 14.06% | Interior |  |  |  | 17.62% | 1037636000
1037658000 | 18.16% | 14.06% | Interior |  |  |  | 18.16% | 1037658000
1037681000 | 16.44% | 14.06% | Interior |  |  |  | 16.44% | 1037681000
1037682000 | 17.3% | 14.06% | Interior |  |  |  | 17.3% | 1037682000
1037683000 | 17.3% | 14.06% | Interior |  |  |  | 17.3% | 1037683000
1037686000 | 18.52% | 14.06% | Interior |  |  |  | 18.52% | 1037686000
1037687000 | 16.2% | 14.06% | Interior |  |  |  | 16.2% | 1037687000
1037756000 | 18.4% | 14.06% | Interior |  |  |  | 18.4% | 1037756000
1037762000 | 18.25% | 14.06% | Interior |  |  |  | 18.25% | 1037762000
1037779000 | 20.17% | 14.06% | Interior |  |  |  | 20.17% | 1037779000
1037781000 | 16.07% | 14.06% | Interior |  |  |  | 16.07% | 1037781000
1037831000 | 16.26% | 14.06% | Interior |  |  |  | 16.26% | 1037831000
1037832000 | 18.13% | 14.06% | Interior |  |  |  | 18.13% | 1037832000
1037850000 | 16.41% | 14.06% | Interior |  |  |  | 16.41% | 1037850000
1037878000 | 19.58% | 14.06% | Interior |  |  |  | 19.58% | 1037878000
1037904000 | 16.93% | 14.06% | Interior |  |  |  | 16.93% | 1037904000
1037913000 | 17.82% | 14.06% | Interior |  |  |  | 17.82% | 1037913000
1037928000 | 16.78% | 14.06% | Interior |  |  |  | 16.78% | 1037928000
1037933000 | 21.11% | 14.06% | Interior |  |  |  | 21.11% | 1037933000
1037936000 | 21.31% | 14.06% | Interior |  |  |  | 21.31% | 1037936000
1037961000 | 19.95% | 14.06% | Interior |  |  |  | 19.95% | 1037961000
1037983000 | 18.61% | 14.06% | Interior |  |  |  | 18.61% | 1037983000
1038004000 | 16.81% | 14.06% | Interior |  |  |  | 16.81% | 1038004000
1038006000 | 17.55% | 14.06% | Interior |  |  |  | 17.55% | 1038006000
1038017000 | 17.91% | 14.06% | Interior |  |  |  | 17.91% | 1038017000
1038026000 | 16.66% | 14.06% | Interior |  |  |  | 16.66% | 1038026000
1038041000 | 16.88% | 14.06% | Interior |  |  |  | 16.88% | 1038041000
1038059000 | 16.69% | 14.06% | Interior |  |  |  | 16.69% | 1038059000
1038088000 | 17.79% | 14.06% | Interior |  |  |  | 17.79% | 1038088000
1038090000 | 18.98% | 14.06% | Interior |  |  |  | 18.98% | 1038090000
1038094000 | 20.17% | 14.06% | Interior |  |  |  | 20.17% | 1038094000
1038096000 | 21.68% | 14.06% | Interior |  |  |  | 21.68% | 1038096000
1038113000 | 16.68% | 14.06% | Interior |  |  |  | 16.68% | 1038113000
1038133000 | 15.58% | 14.06% | Interior |  |  |  | 15.58% | 1038133000
1038136000 | 16.53% | 14.06% | Interior |  |  |  | 16.53% | 1038136000
1038138000 | 16.57% | 14.06% | Interior |  |  |  | 16.57% | 1038138000
1038160000 | 19.58% | 14.06% | Interior |  |  |  | 19.58% | 1038160000
1038182000 | 17.52% | 14.06% | Interior |  |  |  | 17.52% | 1038182000
1038234000 | 16.44% | 14.06% | Interior |  |  |  | 16.44% | 1038234000
1038240000 | 20.93% | 14.06% | Interior |  |  |  | 20.93% | 1038240000
1038258000 | 21.51% | 14.06% | Interior |  |  |  | 21.51% | 1038258000
1038261000 | 19.19% | 14.06% | Interior |  |  |  | 19.19% | 1038261000
1038263000 | 19% | 14.06% | Interior |  |  |  | 19% | 1038263000
1038268000 | 18.76% | 14.06% | Interior |  |  |  | 18.76% | 1038268000
1038293000 | 20.35% | 14.06% | Interior |  |  |  | 20.35% | 1038293000
1038300000 | 17.2% | 14.06% | Interior |  |  |  | 17.2% | 1038300000
1038305000 | 17.43% | 14.06% | Interior |  |  |  | 17.43% | 1038305000
1038312000 | 18.65% | 14.06% | Interior |  |  |  | 18.65% | 1038312000
1038320000 | 18.5% | 14.06% | Interior |  |  |  | 18.5% | 1038320000
1038335000 | 16.42% | 14.06% | Interior |  |  |  | 16.42% | 1038335000
1038344000 | 16.31% | 14.06% | Interior |  |  |  | 16.31% | 1038344000
1038371000 | 16.16% | 14.06% | Interior |  |  |  | 16.16% | 1038371000
1038374000 | 17.3% | 14.06% | Interior |  |  |  | 17.3% | 1038374000
1038393000 | 19.76% | 14.06% | Interior |  |  |  | 19.76% | 1038393000
1038412000 | 20.75% | 14.06% | Interior |  |  |  | 20.75% | 1038412000
1038412000 | 20.9% | 14.06% | Interior |  |  |  | 20.9% | 1038412000
1038428000 | 16.93% | 14.06% | Interior |  |  |  | 16.93% | 1038428000
1038431000 | 21.48% | 14.06% | Interior |  |  |  | 21.48% | 1038431000
1038448000 | 17.52% | 14.06% | Interior |  |  |  | 17.52% | 1038448000
1038467000 | 20.32% | 14.06% | Interior |  |  |  | 20.32% | 1038467000
1038471000 | 20.17% | 14.06% | Interior |  |  |  | 20.17% | 1038471000
1038476000 | 17.18% | 14.06% | Interior |  |  |  | 17.18% | 1038476000
1038494000 | 17.03% | 14.06% | Interior |  |  |  | 17.03% | 1038494000
1038503000 | 16.39% | 14.06% | Interior |  |  |  | 16.39% | 1038503000
1038512000 | 21.28% | 14.06% | Interior |  |  |  | 21.28% | 1038512000
1038561000 | 19.19% | 14.06% | Interior |  |  |  | 19.19% | 1038561000
1038566000 | 19.73% | 14.06% | Interior |  |  |  | 19.73% | 1038566000
1038568000 | 18.16% | 14.06% | Interior |  |  |  | 18.16% | 1038568000
1038570000 | 19.58% | 14.06% | Interior |  |  |  | 19.58% | 1038570000
1038578000 | 18.01% | 14.06% | Interior |  |  |  | 18.01% | 1038578000
1038604000 | 16.9% | 14.06% | Interior |  |  |  | 16.9% | 1038604000
1038607000 | 19.16% | 14.06% | Interior |  |  |  | 19.16% | 1038607000
1038638000 | 18.04% | 14.06% | Interior |  |  |  | 18.04% | 1038638000
1038649000 | 17.89% | 14.06% | Interior |  |  |  | 17.89% | 1038649000
1038677000 | 16.05% | 14.06% | Interior |  |  |  | 16.05% | 1038677000
1038681000 | 16.81% | 14.06% | Interior |  |  |  | 16.81% | 1038681000
1038682000 | 18.03% | 14.06% | Interior |  |  |  | 18.03% | 1038682000
1038711000 | 18.11% | 14.06% | Interior |  |  |  | 18.11% | 1038711000
1038717000 | 17.91% | 14.06% | Interior |  |  |  | 17.91% | 1038717000
1038719000 | 17.77% | 14.06% | Interior |  |  |  | 17.77% | 1038719000
1038761000 | 17.78% | 14.06% | Interior |  |  |  | 17.78% | 1038761000
1038772000 | 17.79% | 14.06% | Interior |  |  |  | 17.79% | 1038772000
1038780000 | 19.13% | 14.06% | Interior |  |  |  | 19.13% | 1038780000
1038784000 | 21.87% | 14.06% | Interior |  |  |  | 21.87% | 1038784000
1038803000 | 15.77% | 14.06% | Interior |  |  |  | 15.77% | 1038803000
1038805000 | 16.68% | 14.06% | Interior |  |  |  | 16.68% | 1038805000
1038842000 | 17.67% | 14.06% | Interior |  |  |  | 17.67% | 1038842000
1038857000 | 15.69% | 14.06% | Interior |  |  |  | 15.69% | 1038857000
1038867000 | 15.54% | 14.06% | Interior |  |  |  | 15.54% | 1038867000
1038896000 | 18.55% | 14.06% | Interior |  |  |  | 18.55% | 1038896000
1038913000 | 17.55% | 14.06% | Interior |  |  |  | 17.55% | 1038913000
1038932000 | 17.4% | 14.06% | Interior |  |  |  | 17.4% | 1038932000
1038935000 | 17.75% | 14.06% | Interior |  |  |  | 17.75% | 1038935000
1038971000 | 18.28% | 14.06% | Interior |  |  |  | 18.28% | 1038971000
1038983000 | 17.43% | 14.06% | Interior |  |  |  | 17.43% | 1038983000
1038994000 | 16.32% | 14.06% | Interior |  |  |  | 16.32% | 1038994000
1038996000 | 17.43% | 14.06% | Interior |  |  |  | 17.43% | 1038996000
1039004000 | 18.65% | 14.06% | Interior |  |  |  | 18.65% | 1039004000
1039044000 | 16.29% | 14.06% | Interior |  |  |  | 16.29% | 1039044000
1039067000 | 15.32% | 14.06% | Interior |  |  |  | 15.32% | 1039067000
1039069000 | 18.52% | 14.06% | Interior |  |  |  | 18.52% | 1039069000
1039071000 | 16.2% | 14.06% | Interior |  |  |  | 16.2% | 1039071000
1039075000 | 18.38% | 14.06% | Interior |  |  |  | 18.38% | 1039075000
1039146000 | 18.25% | 14.06% | Interior |  |  |  | 18.25% | 1039146000
1039208000 | 17.06% | 14.06% | Interior |  |  |  | 17.06% | 1039208000
1039214000 | 16.26% | 14.06% | Interior |  |  |  | 16.26% | 1039214000
1039225000 | 17.94% | 14.06% | Interior |  |  |  | 17.94% | 1039225000
1039232000 | 16.91% | 14.06% | Interior |  |  |  | 16.91% | 1039232000
1039288000 | 16.93% | 14.06% | Interior |  |  |  | 16.93% | 1039288000
1039306000 | 17.67% | 14.06% | Interior |  |  |  | 17.67% | 1039306000
1039312000 | 16.78% | 14.06% | Interior |  |  |  | 16.78% | 1039312000
1039317000 | 21.11% | 14.06% | Interior |  |  |  | 21.11% | 1039317000
1039330000 | 18.04% | 14.06% | Interior |  |  |  | 18.04% | 1039330000
1039345000 | 19.95% | 14.06% | Interior |  |  |  | 19.95% | 1039345000
1039354000 | 17.01% | 14.06% | Interior |  |  |  | 17.01% | 1039354000
1039369000 | 16.05% | 14.06% | Interior |  |  |  | 16.05% | 1039369000
1039372000 | 16.81% | 14.06% | Interior |  |  |  | 16.81% | 1039372000
1039387000 | 16.81% | 14.06% | Interior |  |  |  | 16.81% | 1039387000
1039400000 | 17.91% | 14.06% | Interior |  |  |  | 17.91% | 1039400000
1039407000 | 15.7% | 14.06% | Interior |  |  |  | 15.7% | 1039407000
1039410000 | 16.66% | 14.06% | Interior |  |  |  | 16.66% | 1039410000
1039443000 | 16.69% | 14.06% | Interior |  |  |  | 16.69% | 1039443000
1039444000 | 19.36% | 14.06% | Interior |  |  |  | 19.36% | 1039444000
1039455000 | 19.21% | 14.06% | Interior |  |  |  | 19.21% | 1039455000
1039477000 | 20.17% | 14.06% | Interior |  |  |  | 20.17% | 1039477000
1039479000 | 20.36% | 14.06% | Interior |  |  |  | 20.36% | 1039479000
1039482000 | 17.64% | 14.06% | Interior |  |  |  | 17.64% | 1039482000
1039520000 | 16.53% | 14.06% | Interior |  |  |  | 16.53% | 1039520000
1039520000 | 16.01% | 14.06% | Interior |  |  |  | 16.01% | 1039520000
1039521000 | 16.57% | 14.06% | Interior |  |  |  | 16.57% | 1039521000
1039531000 | 20.74% | 14.06% | Interior |  |  |  | 20.74% | 1039531000
1039581000 | 17.33% | 14.06% | Interior |  |  |  | 17.33% | 1039581000
1039618000 | 16.44% | 14.06% | Interior |  |  |  | 16.44% | 1039618000
1039622000 | 20.78% | 14.06% | Interior |  |  |  | 20.78% | 1039622000
1039639000 | 17.55% | 14.06% | Interior |  |  |  | 17.55% | 1039639000
1039645000 | 16.29% | 14.06% | Interior |  |  |  | 16.29% | 1039645000
1039646000 | 19% | 14.06% | Interior |  |  |  | 19% | 1039646000
1039647000 | 21.36% | 14.06% | Interior |  |  |  | 21.36% | 1039647000
1039652000 | 18.76% | 14.06% | Interior |  |  |  | 18.76% | 1039652000
1039656000 | 16.64% | 14.06% | Interior |  |  |  | 16.64% | 1039656000
1039659000 | 18.62% | 14.06% | Interior |  |  |  | 18.62% | 1039659000
1039675000 | 17.43% | 14.06% | Interior |  |  |  | 17.43% | 1039675000
1039700000 | 17.06% | 14.06% | Interior |  |  |  | 17.06% | 1039700000
1039703000 | 21.31% | 14.06% | Interior |  |  |  | 21.31% | 1039703000
1039727000 | 16.31% | 14.06% | Interior |  |  |  | 16.31% | 1039727000
1039754000 | 19.22% | 14.06% | Interior |  |  |  | 19.22% | 1039754000
1039757000 | 17.3% | 14.06% | Interior |  |  |  | 17.3% | 1039757000
1039776000 | 17.15% | 14.06% | Interior |  |  |  | 17.15% | 1039776000
1039780000 | 19.61% | 14.06% | Interior |  |  |  | 19.61% | 1039780000
1039796000 | 20.75% | 14.06% | Interior |  |  |  | 20.75% | 1039796000
1039802000 | 21.92% | 14.06% | Interior |  |  |  | 21.92% | 1039802000
1039808000 | 17.64% | 14.06% | Interior |  |  |  | 17.64% | 1039808000
1039822000 | 21.33% | 14.06% | Interior |  |  |  | 21.33% | 1039822000
1039866000 | 18.63% | 14.06% | Interior |  |  |  | 18.63% | 1039866000
1039877000 | 17.03% | 14.06% | Interior |  |  |  | 17.03% | 1039877000
1039891000 | 18.28% | 14.06% | Interior |  |  |  | 18.28% | 1039891000
1039904000 | 18.13% | 14.06% | Interior |  |  |  | 18.13% | 1039904000
1039951000 | 18.16% | 14.06% | Interior |  |  |  | 18.16% | 1039951000
1039954000 | 19.58% | 14.06% | Interior |  |  |  | 19.58% | 1039954000
1039960000 | 20.35% | 14.06% | Interior |  |  |  | 20.35% | 1039960000
1039962000 | 18.01% | 14.06% | Interior |  |  |  | 18.01% | 1039962000
1039966000 | 15.95% | 14.06% | Interior |  |  |  | 15.95% | 1039966000
1039974000 | 20.54% | 14.06% | Interior |  |  |  | 20.54% | 1039974000
1039978000 | 21.9% | 14.06% | Interior |  |  |  | 21.9% | 1039978000
1039994000 | 14.95% | 14.06% | Interior |  |  |  | 14.95% | 1039994000
1039994000 | 16.93% | 14.06% | Interior |  |  |  | 16.93% | 1039994000
1039994000 | 15.8% | 14.06% | Interior |  |  |  | 15.8% | 1039994000
1040012000 | 16.71% | 14.06% | Interior |  |  |  | 16.71% | 1040012000
1040032000 | 17.89% | 14.06% | Interior |  |  |  | 17.89% | 1040032000
1040037000 | 19.95% | 14.06% | Interior |  |  |  | 19.95% | 1040037000
1040055000 | 18.23% | 14.06% | Interior |  |  |  | 18.23% | 1040055000
1040059000 | 15.9% | 14.06% | Interior |  |  |  | 15.9% | 1040059000
1040066000 | 18.03% | 14.06% | Interior |  |  |  | 18.03% | 1040066000
1040073000 | 17.9% | 14.06% | Interior |  |  |  | 17.9% | 1040073000
1040077000 | 15.9% | 14.06% | Interior |  |  |  | 15.9% | 1040077000
1040079000 | 16.81% | 14.06% | Interior |  |  |  | 16.81% | 1040079000
1040101000 | 17.91% | 14.06% | Interior |  |  |  | 17.91% | 1040101000
1040135000 | 19.36% | 14.06% | Interior |  |  |  | 19.36% | 1040135000
1040155000 | 17.79% | 14.06% | Interior |  |  |  | 17.79% | 1040155000
1040172000 | 21.68% | 14.06% | Interior |  |  |  | 21.68% | 1040172000
1040189000 | 16.68% | 14.06% | Interior |  |  |  | 16.68% | 1040189000
1040208000 | 15.58% | 14.06% | Interior |  |  |  | 15.58% | 1040208000
1040211000 | 16.53% | 14.06% | Interior |  |  |  | 16.53% | 1040211000
1040213000 | 18.67% | 14.06% | Interior |  |  |  | 18.67% | 1040213000
1040226000 | 17.67% | 14.06% | Interior |  |  |  | 17.67% | 1040226000
1040240000 | 15.69% | 14.06% | Interior |  |  |  | 15.69% | 1040240000
1040245000 | 17.52% | 14.06% | Interior |  |  |  | 17.52% | 1040245000
1040248000 | 17.87% | 14.06% | Interior |  |  |  | 17.87% | 1040248000
1040250000 | 15.54% | 14.06% | Interior |  |  |  | 15.54% | 1040250000
1040284000 | 18.4% | 14.06% | Interior |  |  |  | 18.4% | 1040284000
1040296000 | 17.55% | 14.06% | Interior |  |  |  | 17.55% | 1040296000
1040308000 | 16.44% | 14.06% | Interior |  |  |  | 16.44% | 1040308000
1040331000 | 17.55% | 14.06% | Interior |  |  |  | 17.55% | 1040331000
1040343000 | 18.76% | 14.06% | Interior |  |  |  | 18.76% | 1040343000
1040378000 | 16.32% | 14.06% | Interior |  |  |  | 16.32% | 1040378000
1040388000 | 18.65% | 14.06% | Interior |  |  |  | 18.65% | 1040388000
1040396000 | 18.5% | 14.06% | Interior |  |  |  | 18.5% | 1040396000
1040450000 | 15.32% | 14.06% | Interior |  |  |  | 15.32% | 1040450000
1040459000 | 18.38% | 14.06% | Interior |  |  |  | 18.38% | 1040459000
1040476000 | 15.17% | 14.06% | Interior |  |  |  | 15.17% | 1040476000
1040521000 | 17.18% | 14.06% | Interior |  |  |  | 17.18% | 1040521000
1040538000 | 18.06% | 14.06% | Interior |  |  |  | 18.06% | 1040538000
1040545000 | 17.03% | 14.06% | Interior |  |  |  | 17.03% | 1040545000
1040591000 | 17.06% | 14.06% | Interior |  |  |  | 17.06% | 1040591000
1040616000 | 16.91% | 14.06% | Interior |  |  |  | 16.91% | 1040616000
1040619000 | 17.79% | 14.06% | Interior |  |  |  | 17.79% | 1040619000
1040643000 | 18.16% | 14.06% | Interior |  |  |  | 18.16% | 1040643000
1040667000 | 17.13% | 14.06% | Interior |  |  |  | 17.13% | 1040667000
1040671000 | 16.69% | 14.06% | Interior |  |  |  | 16.69% | 1040671000
1040671000 | 16.93% | 14.06% | Interior |  |  |  | 16.93% | 1040671000
1040673000 | 20.39% | 14.06% | Interior |  |  |  | 20.39% | 1040673000
1040686000 | 16.93% | 14.06% | Interior |  |  |  | 16.93% | 1040686000
1040695000 | 16.78% | 14.06% | Interior |  |  |  | 16.78% | 1040695000
1040699000 | 15.83% | 14.06% | Interior |  |  |  | 15.83% | 1040699000
1040713000 | 18.04% | 14.06% | Interior |  |  |  | 18.04% | 1040713000
1040738000 | 19.8% | 14.06% | Interior |  |  |  | 19.8% | 1040738000
1040751000 | 15.9% | 14.06% | Interior |  |  |  | 15.9% | 1040751000
1040756000 | 16.81% | 14.06% | Interior |  |  |  | 16.81% | 1040756000
1040794000 | 16.66% | 14.06% | Interior |  |  |  | 16.66% | 1040794000
1040795000 | 17.77% | 14.06% | Interior |  |  |  | 17.77% | 1040795000
1040826000 | 16.69% | 14.06% | Interior |  |  |  | 16.69% | 1040826000
1040838000 | 19.21% | 14.06% | Interior |  |  |  | 19.21% | 1040838000
1040848000 | 16.66% | 14.06% | Interior |  |  |  | 16.66% | 1040848000
1040861000 | 20.17% | 14.06% | Interior |  |  |  | 20.17% | 1040861000
1040864000 | 18.83% | 14.06% | Interior |  |  |  | 18.83% | 1040864000
1040882000 | 17.45% | 14.06% | Interior |  |  |  | 17.45% | 1040882000
1040905000 | 16.57% | 14.06% | Interior |  |  |  | 16.57% | 1040905000
1040930000 | 16.77% | 14.06% | Interior |  |  |  | 16.77% | 1040930000
1040933000 | 16.42% | 14.06% | Interior |  |  |  | 16.42% | 1040933000
1040983000 | 17.18% | 14.06% | Interior |  |  |  | 17.18% | 1040983000
1040988000 | 17.55% | 14.06% | Interior |  |  |  | 17.55% | 1040988000
1040998000 | 17.66% | 14.06% | Interior |  |  |  | 17.66% | 1040998000
1041001000 | 16.44% | 14.06% | Interior |  |  |  | 16.44% | 1041001000
1041030000 | 19% | 14.06% | Interior |  |  |  | 19% | 1041030000
1041058000 | 17.43% | 14.06% | Interior |  |  |  | 17.43% | 1041058000
1041074000 | 21.5% | 14.06% | Interior |  |  |  | 21.5% | 1041074000
1041075000 | 19.8% | 14.06% | Interior |  |  |  | 19.8% | 1041075000
1041078000 | 17.28% | 14.06% | Interior |  |  |  | 17.28% | 1041078000
1041087000 | 21.31% | 14.06% | Interior |  |  |  | 21.31% | 1041087000
1041111000 | 16.31% | 14.06% | Interior |  |  |  | 16.31% | 1041111000
1041124000 | 15.4% | 14.06% | Interior |  |  |  | 15.4% | 1041124000
1041132000 | 19.41% | 14.06% | Interior |  |  |  | 19.41% | 1041132000
1041137000 | 19.22% | 14.06% | Interior |  |  |  | 19.22% | 1041137000
1041148000 | 15.21% | 14.06% | Interior |  |  |  | 15.21% | 1041148000
1041151000 | 20.37% | 14.06% | Interior |  |  |  | 20.37% | 1041151000
1041160000 | 17.15% | 14.06% | Interior |  |  |  | 17.15% | 1041160000
1041183000 | 20.56% | 14.06% | Interior |  |  |  | 20.56% | 1041183000
1041217000 | 21.14% | 14.06% | Interior |  |  |  | 21.14% | 1041217000
1041231000 | 18.4% | 14.06% | Interior |  |  |  | 18.4% | 1041231000
1041236000 | 16.06% | 14.06% | Interior |  |  |  | 16.06% | 1041236000
1041240000 | 16.07% | 14.06% | Interior |  |  |  | 16.07% | 1041240000
1041246000 | 19.98% | 14.06% | Interior |  |  |  | 19.98% | 1041246000
1041247000 | 18.25% | 14.06% | Interior |  |  |  | 18.25% | 1041247000
1041268000 | 15.92% | 14.06% | Interior |  |  |  | 15.92% | 1041268000
1041275000 | 18.28% | 14.06% | Interior |  |  |  | 18.28% | 1041275000
1041286000 | 16.84% | 14.06% | Interior |  |  |  | 16.84% | 1041286000
1041288000 | 18.13% | 14.06% | Interior |  |  |  | 18.13% | 1041288000
1041310000 | 17.06% | 14.06% | Interior |  |  |  | 17.06% | 1041310000
1041344000 | 19.39% | 14.06% | Interior |  |  |  | 19.39% | 1041344000
1041345000 | 18.01% | 14.06% | Interior |  |  |  | 18.01% | 1041345000
1041350000 | 15.95% | 14.06% | Interior |  |  |  | 15.95% | 1041350000
1041357000 | 20.54% | 14.06% | Interior |  |  |  | 20.54% | 1041357000
1041363000 | 16.93% | 14.06% | Interior |  |  |  | 16.93% | 1041363000
1041365000 | 20.39% | 14.06% | Interior |  |  |  | 20.39% | 1041365000
1041368000 | 16.02% | 14.06% | Interior |  |  |  | 16.02% | 1041368000
1041378000 | 15.8% | 14.06% | Interior |  |  |  | 15.8% | 1041378000
1041379000 | 21.71% | 14.06% | Interior |  |  |  | 21.71% | 1041379000
1041386000 | 18.02% | 14.06% | Interior |  |  |  | 18.02% | 1041386000
1041392000 | 21.11% | 14.06% | Interior |  |  |  | 21.11% | 1041392000
1041406000 | 20.96% | 14.06% | Interior |  |  |  | 20.96% | 1041406000
1041408000 | 16.03% | 14.06% | Interior |  |  |  | 16.03% | 1041408000
1041417000 | 16.56% | 14.06% | Interior |  |  |  | 16.56% | 1041417000
1041420000 | 19.95% | 14.06% | Interior |  |  |  | 19.95% | 1041420000
1041430000 | 19.8% | 14.06% | Interior |  |  |  | 19.8% | 1041430000
1041449000 | 18.03% | 14.06% | Interior |  |  |  | 18.03% | 1041449000
1041463000 | 16.81% | 14.06% | Interior |  |  |  | 16.81% | 1041463000
1041482000 | 15.7% | 14.06% | Interior |  |  |  | 15.7% | 1041482000
1041484000 | 17.91% | 14.06% | Interior |  |  |  | 17.91% | 1041484000
1041485000 | 16.66% | 14.06% | Interior |  |  |  | 16.66% | 1041485000
1041486000 | 18.26% | 14.06% | Interior |  |  |  | 18.26% | 1041486000
1041502000 | 19.41% | 14.06% | Interior |  |  |  | 19.41% | 1041502000
1041519000 | 19.36% | 14.06% | Interior |  |  |  | 19.36% | 1041519000
1041539000 | 17.79% | 14.06% | Interior |  |  |  | 17.79% | 1041539000
1041553000 | 18.79% | 14.06% | Interior |  |  |  | 18.79% | 1041553000
1041555000 | 21.68% | 14.06% | Interior |  |  |  | 21.68% | 1041555000
1041558000 | 17.64% | 14.06% | Interior |  |  |  | 17.64% | 1041558000
1041561000 | 17.99% | 14.06% | Interior |  |  |  | 17.99% | 1041561000
1041592000 | 15.58% | 14.06% | Interior |  |  |  | 15.58% | 1041592000
1041595000 | 16.53% | 14.06% | Interior |  |  |  | 16.53% | 1041595000
1041604000 | 18.53% | 14.06% | Interior |  |  |  | 18.53% | 1041604000
1041609000 | 17.67% | 14.06% | Interior |  |  |  | 17.67% | 1041609000
1041621000 | 16.57% | 14.06% | Interior |  |  |  | 16.57% | 1041621000
1041624000 | 15.69% | 14.06% | Interior |  |  |  | 15.69% | 1041624000
1041634000 | 15.54% | 14.06% | Interior |  |  |  | 15.54% | 1041634000
1041690000 | 17.66% | 14.06% | Interior |  |  |  | 17.66% | 1041690000
1041691000 | 16.44% | 14.06% | Interior |  |  |  | 16.44% | 1041691000
1041727000 | 18.76% | 14.06% | Interior |  |  |  | 18.76% | 1041727000
1041735000 | 18.62% | 14.06% | Interior |  |  |  | 18.62% | 1041735000
1041779000 | 18.5% | 14.06% | Interior |  |  |  | 18.5% | 1041779000
1041803000 | 16.31% | 14.06% | Interior |  |  |  | 16.31% | 1041803000
1041834000 | 15.32% | 14.06% | Interior |  |  |  | 15.32% | 1041834000
1041834000 | 17.3% | 14.06% | Interior |  |  |  | 17.3% | 1041834000
1041852000 | 18.19% | 14.06% | Interior |  |  |  | 18.19% | 1041852000
1041858000 | 17.15% | 14.06% | Interior |  |  |  | 17.15% | 1041858000
1041904000 | 17.18% | 14.06% | Interior |  |  |  | 17.18% | 1041904000
1041929000 | 17.03% | 14.06% | Interior |  |  |  | 17.03% | 1041929000
1041932000 | 17.92% | 14.06% | Interior |  |  |  | 17.92% | 1041932000
1041945000 | 16.82% | 14.06% | Interior |  |  |  | 16.82% | 1041945000
1041961000 | 15.93% | 14.06% | Interior |  |  |  | 15.93% | 1041961000
1041964000 | 16.27% | 14.06% | Interior |  |  |  | 16.27% | 1041964000
1041967000 | 18.28% | 14.06% | Interior |  |  |  | 18.28% | 1041967000
1041975000 | 17.06% | 14.06% | Interior |  |  |  | 17.06% | 1041975000
1041981000 | 17.25% | 14.06% | Interior |  |  |  | 17.25% | 1041981000
1041999000 | 16.91% | 14.06% | Interior |  |  |  | 16.91% | 1041999000
1042001000 | 17.06% | 14.06% | Interior |  |  |  | 17.06% | 1042001000
1042008000 | 15.95% | 14.06% | Interior |  |  |  | 15.95% | 1042008000
1042026000 | 18.16% | 14.06% | Interior |  |  |  | 18.16% | 1042026000
1042069000 | 16.93% | 14.06% | Interior |  |  |  | 16.93% | 1042069000
1042069000 | 14.95% | 14.06% | Interior |  |  |  | 14.95% | 1042069000
1042079000 | 16.78% | 14.06% | Interior |  |  |  | 16.78% | 1042079000
1042108000 | 17.89% | 14.06% | Interior |  |  |  | 17.89% | 1042108000
1042122000 | 16.79% | 14.06% | Interior |  |  |  | 16.79% | 1042122000
1042135000 | 15.9% | 14.06% | Interior |  |  |  | 15.9% | 1042135000
1042140000 | 16.81% | 14.06% | Interior |  |  |  | 16.81% | 1042140000
1042195000 | 17.58% | 14.06% | Interior |  |  |  | 17.58% | 1042195000
1042210000 | 16.69% | 14.06% | Interior |  |  |  | 16.69% | 1042210000
1042215000 | 16.89% | 14.06% | Interior |  |  |  | 16.89% | 1042215000
1042239000 | 16.54% | 14.06% | Interior |  |  |  | 16.54% | 1042239000
1042244000 | 20.17% | 14.06% | Interior |  |  |  | 20.17% | 1042244000
1042285000 | 17.3% | 14.06% | Interior |  |  |  | 17.3% | 1042285000
1042288000 | 16.57% | 14.06% | Interior |  |  |  | 16.57% | 1042288000
1042301000 | 17.67% | 14.06% | Interior |  |  |  | 17.67% | 1042301000
1042311000 | 19.58% | 14.06% | Interior |  |  |  | 19.58% | 1042311000
1042315000 | 15.69% | 14.06% | Interior |  |  |  | 15.69% | 1042315000
1042325000 | 19.44% | 14.06% | Interior |  |  |  | 19.44% | 1042325000
1042371000 | 17.55% | 14.06% | Interior |  |  |  | 17.55% | 1042371000
1042385000 | 16.44% | 14.06% | Interior |  |  |  | 16.44% | 1042385000
1042391000 | 17.4% | 14.06% | Interior |  |  |  | 17.4% | 1042391000
1042398000 | 15.53% | 14.06% | Interior |  |  |  | 15.53% | 1042398000
1042414000 | 19% | 14.06% | Interior |  |  |  | 19% | 1042414000
1042422000 | 15.33% | 14.06% | Interior |  |  |  | 15.33% | 1042422000
1042431000 | 18.85% | 14.06% | Interior |  |  |  | 18.85% | 1042431000
1042462000 | 17.28% | 14.06% | Interior |  |  |  | 17.28% | 1042462000
1042470000 | 21.31% | 14.06% | Interior |  |  |  | 21.31% | 1042470000
1042513000 | 20.57% | 14.06% | Interior |  |  |  | 20.57% | 1042513000
1042521000 | 19.22% | 14.06% | Interior |  |  |  | 19.22% | 1042521000
1042521000 | 16.16% | 14.06% | Interior |  |  |  | 16.16% | 1042521000
1042530000 | 16.2% | 14.06% | Interior |  |  |  | 16.2% | 1042530000
1042532000 | 15.21% | 14.06% | Interior |  |  |  | 15.21% | 1042532000
1042534000 | 20.37% | 14.06% | Interior |  |  |  | 20.37% | 1042534000
1042559000 | 16.05% | 14.06% | Interior |  |  |  | 16.05% | 1042559000
1042569000 | 16.96% | 14.06% | Interior |  |  |  | 16.96% | 1042569000
1042613000 | 20.99% | 14.06% | Interior |  |  |  | 20.99% | 1042613000
1042614000 | 18.4% | 14.06% | Interior |  |  |  | 18.4% | 1042614000
1042624000 | 16.07% | 14.06% | Interior |  |  |  | 16.07% | 1042624000
1042631000 | 18.25% | 14.06% | Interior |  |  |  | 18.25% | 1042631000
1042632000 | 17.87% | 14.06% | Interior |  |  |  | 17.87% | 1042632000
1042638000 | 19.83% | 14.06% | Interior |  |  |  | 19.83% | 1042638000
1042650000 | 17.18% | 14.06% | Interior |  |  |  | 17.18% | 1042650000
1042652000 | 15.92% | 14.06% | Interior |  |  |  | 15.92% | 1042652000
1042666000 | 17.06% | 14.06% | Interior |  |  |  | 17.06% | 1042666000
1042671000 | 18.13% | 14.06% | Interior |  |  |  | 18.13% | 1042671000
1042676000 | 16.15% | 14.06% | Interior |  |  |  | 16.15% | 1042676000
1042691000 | 16.69% | 14.06% | Interior |  |  |  | 16.69% | 1042691000
1042693000 | 19.43% | 14.06% | Interior |  |  |  | 19.43% | 1042693000
1042699000 | 18.14% | 14.06% | Interior |  |  |  | 18.14% | 1042699000
1042723000 | 20.94% | 14.06% | Interior |  |  |  | 20.94% | 1042723000
1042733000 | 15.95% | 14.06% | Interior |  |  |  | 15.95% | 1042733000
1042747000 | 16.93% | 14.06% | Interior |  |  |  | 16.93% | 1042747000
1042748000 | 18.85% | 14.06% | Interior |  |  |  | 18.85% | 1042748000
1042761000 | 15.8% | 14.06% | Interior |  |  |  | 15.8% | 1042761000
1042770000 | 16.78% | 14.06% | Interior |  |  |  | 16.78% | 1042770000
1042774000 | 15.83% | 14.06% | Interior |  |  |  | 15.83% | 1042774000
1042781000 | 21.56% | 14.06% | Interior |  |  |  | 21.56% | 1042781000
1042789000 | 20.96% | 14.06% | Interior |  |  |  | 20.96% | 1042789000
1042813000 | 19.8% | 14.06% | Interior |  |  |  | 19.8% | 1042813000
1042833000 | 18.03% | 14.06% | Interior |  |  |  | 18.03% | 1042833000
1042849000 | 18.46% | 14.06% | Interior |  |  |  | 18.46% | 1042849000
1042866000 | 15.7% | 14.06% | Interior |  |  |  | 15.7% | 1042866000
1042868000 | 17.91% | 14.06% | Interior |  |  |  | 17.91% | 1042868000
1042869000 | 16.66% | 14.06% | Interior |  |  |  | 16.66% | 1042869000
1042870000 | 18.26% | 14.06% | Interior |  |  |  | 18.26% | 1042870000
1042874000 | 18.11% | 14.06% | Interior |  |  |  | 18.11% | 1042874000
1042890000 | 17.76% | 14.06% | Interior |  |  |  | 17.76% | 1042890000
1042922000 | 17.79% | 14.06% | Interior |  |  |  | 17.79% | 1042922000
1042936000 | 20.17% | 14.06% | Interior |  |  |  | 20.17% | 1042936000
1042941000 | 16.69% | 14.06% | Interior |  |  |  | 16.69% | 1042941000
1042944000 | 18.64% | 14.06% | Interior |  |  |  | 18.64% | 1042944000
1042958000 | 21.53% | 14.06% | Interior |  |  |  | 21.53% | 1042958000
1042973000 | 15.67% | 14.06% | Interior |  |  |  | 15.67% | 1042973000
1042975000 | 15.58% | 14.06% | Interior |  |  |  | 15.58% | 1042975000
1042990000 | 20.74% | 14.06% | Interior |  |  |  | 20.74% | 1042990000
1043002000 | 19.58% | 14.06% | Interior |  |  |  | 19.58% | 1043002000
1043004000 | 16.57% | 14.06% | Interior |  |  |  | 16.57% | 1043004000
1043006000 | 15.43% | 14.06% | Interior |  |  |  | 15.43% | 1043006000
1043017000 | 15.54% | 14.06% | Interior |  |  |  | 15.54% | 1043017000
1043077000 | 16.44% | 14.06% | Interior |  |  |  | 16.44% | 1043077000
1043105000 | 19% | 14.06% | Interior |  |  |  | 19% | 1043105000
1043118000 | 18.62% | 14.06% | Interior |  |  |  | 18.62% | 1043118000
1043147000 | 17.43% | 14.06% | Interior |  |  |  | 17.43% | 1043147000
1043172000 | 17.28% | 14.06% | Interior |  |  |  | 17.28% | 1043172000
1043175000 | 18.31% | 14.06% | Interior |  |  |  | 18.31% | 1043175000
1043191000 | 20.54% | 14.06% | Interior |  |  |  | 20.54% | 1043191000
1043213000 | 16.16% | 14.06% | Interior |  |  |  | 16.16% | 1043213000
1043217000 | 15.32% | 14.06% | Interior |  |  |  | 15.32% | 1043217000
1043217000 | 17.3% | 14.06% | Interior |  |  |  | 17.3% | 1043217000
1043229000 | 16.94% | 14.06% | Interior |  |  |  | 16.94% | 1043229000
1043237000 | 16.4% | 14.06% | Interior |  |  |  | 16.4% | 1043237000
1043242000 | 17.15% | 14.06% | Interior |  |  |  | 17.15% | 1043242000
1043245000 | 18.04% | 14.06% | Interior |  |  |  | 18.04% | 1043245000
1043288000 | 17.18% | 14.06% | Interior |  |  |  | 17.18% | 1043288000
1043306000 | 18.4% | 14.06% | Interior |  |  |  | 18.4% | 1043306000
1043312000 | 17.03% | 14.06% | Interior |  |  |  | 17.03% | 1043312000
1043317000 | 17.37% | 14.06% | Interior |  |  |  | 17.37% | 1043317000
1043321000 | 16.07% | 14.06% | Interior |  |  |  | 16.07% | 1043321000
1043341000 | 17.18% | 14.06% | Interior |  |  |  | 17.18% | 1043341000
1043350000 | 18.28% | 14.06% | Interior |  |  |  | 18.28% | 1043350000
1043383000 | 16.91% | 14.06% | Interior |  |  |  | 16.91% | 1043383000
1043385000 | 17.06% | 14.06% | Interior |  |  |  | 17.06% | 1043385000
1043407000 | 16.91% | 14.06% | Interior |  |  |  | 16.91% | 1043407000
1043421000 | 18.01% | 14.06% | Interior |  |  |  | 18.01% | 1043421000
1043453000 | 14.95% | 14.06% | Interior |  |  |  | 14.95% | 1043453000
1043453000 | 16.93% | 14.06% | Interior |  |  |  | 16.93% | 1043453000
1043480000 | 14.8% | 14.06% | Interior |  |  |  | 14.8% | 1043480000
1043508000 | 17.7% | 14.06% | Interior |  |  |  | 17.7% | 1043508000
1043518000 | 17.01% | 14.06% | Interior |  |  |  | 17.01% | 1043518000
1043523000 | 16.81% | 14.06% | Interior |  |  |  | 16.81% | 1043523000
1043552000 | 16.66% | 14.06% | Interior |  |  |  | 16.66% | 1043552000
1043593000 | 16.69% | 14.06% | Interior |  |  |  | 16.69% | 1043593000
1043598000 | 17.43% | 14.06% | Interior |  |  |  | 17.43% | 1043598000
1043614000 | 17.79% | 14.06% | Interior |  |  |  | 17.79% | 1043614000
1043643000 | 20.02% | 14.06% | Interior |  |  |  | 20.02% | 1043643000
1043669000 | 16.32% | 14.06% | Interior |  |  |  | 16.32% | 1043669000
1043672000 | 16.57% | 14.06% | Interior |  |  |  | 16.57% | 1043672000
1043684000 | 17.67% | 14.06% | Interior |  |  |  | 17.67% | 1043684000
1043691000 | 15.65% | 14.06% | Interior |  |  |  | 15.65% | 1043691000
1043695000 | 14.58% | 14.06% | Interior |  |  |  | 14.58% | 1043695000
1043704000 | 17.52% | 14.06% | Interior |  |  |  | 17.52% | 1043704000
1043705000 | 20.59% | 14.06% | Interior |  |  |  | 20.59% | 1043705000
1043708000 | 19.44% | 14.06% | Interior |  |  |  | 19.44% | 1043708000
1043709000 | 15.54% | 14.06% | Interior |  |  |  | 15.54% | 1043709000
1043717000 | 15.46% | 14.06% | Interior |  |  |  | 15.46% | 1043717000
1043775000 | 17.4% | 14.06% | Interior |  |  |  | 17.4% | 1043775000
1043795000 | 16.29% | 14.06% | Interior |  |  |  | 16.29% | 1043795000
1043806000 | 15.33% | 14.06% | Interior |  |  |  | 15.33% | 1043806000
1043822000 | 17.89% | 14.06% | Interior |  |  |  | 17.89% | 1043822000
1043837000 | 16.32% | 14.06% | Interior |  |  |  | 16.32% | 1043837000
1043845000 | 19.04% | 14.06% | Interior |  |  |  | 19.04% | 1043845000
1043847000 | 16.29% | 14.06% | Interior |  |  |  | 16.29% | 1043847000
1043867000 | 16.17% | 14.06% | Interior |  |  |  | 16.17% | 1043867000
1043872000 | 17.09% | 14.06% | Interior |  |  |  | 17.09% | 1043872000
1043905000 | 19.22% | 14.06% | Interior |  |  |  | 19.22% | 1043905000
1043913000 | 16.2% | 14.06% | Interior |  |  |  | 16.2% | 1043913000
1043918000 | 20.37% | 14.06% | Interior |  |  |  | 20.37% | 1043918000
1043942000 | 16.05% | 14.06% | Interior |  |  |  | 16.05% | 1043942000
1043976000 | 16.81% | 14.06% | Interior |  |  |  | 16.81% | 1043976000
1043980000 | 17.18% | 14.06% | Interior |  |  |  | 17.18% | 1043980000
1043989000 | 16.27% | 14.06% | Interior |  |  |  | 16.27% | 1043989000
1044007000 | 16.07% | 14.06% | Interior |  |  |  | 16.07% | 1044007000
1044015000 | 18.25% | 14.06% | Interior |  |  |  | 18.25% | 1044015000
1044017000 | 18.63% | 14.06% | Interior |  |  |  | 18.63% | 1044017000
1044018000 | 17.29% | 14.06% | Interior |  |  |  | 17.29% | 1044018000
1044023000 | 18.26% | 14.06% | Interior |  |  |  | 18.26% | 1044023000
1044035000 | 15.92% | 14.06% | Interior |  |  |  | 15.92% | 1044035000
1044041000 | 18.48% | 14.06% | Interior |  |  |  | 18.48% | 1044041000
1044050000 | 17.06% | 14.06% | Interior |  |  |  | 17.06% | 1044050000
1044056000 | 19.63% | 14.06% | Interior |  |  |  | 19.63% | 1044056000
1044069000 | 15.28% | 14.06% | Interior |  |  |  | 15.28% | 1044069000
1044074000 | 16.91% | 14.06% | Interior |  |  |  | 16.91% | 1044074000
1044076000 | 19.43% | 14.06% | Interior |  |  |  | 19.43% | 1044076000
1044084000 | 15.95% | 14.06% | Interior |  |  |  | 15.95% | 1044084000
1044117000 | 15.95% | 14.06% | Interior |  |  |  | 15.95% | 1044117000
1044144000 | 20.2% | 14.06% | Interior |  |  |  | 20.2% | 1044144000
1044145000 | 15.8% | 14.06% | Interior |  |  |  | 15.8% | 1044145000
1044154000 | 16.78% | 14.06% | Interior |  |  |  | 16.78% | 1044154000
1044158000 | 15.83% | 14.06% | Interior |  |  |  | 15.83% | 1044158000
1044174000 | 20% | 14.06% | Interior |  |  |  | 20% | 1044174000
1044182000 | 15.7% | 14.06% | Interior |  |  |  | 15.7% | 1044182000
1044196000 | 20.77% | 14.06% | Interior |  |  |  | 20.77% | 1044196000
1044199000 | 18.24% | 14.06% | Interior |  |  |  | 18.24% | 1044199000
1044210000 | 19.61% | 14.06% | Interior |  |  |  | 19.61% | 1044210000
1044216000 | 18.03% | 14.06% | Interior |  |  |  | 18.03% | 1044216000
1044242000 | 17.88% | 14.06% | Interior |  |  |  | 17.88% | 1044242000
1044249000 | 15.7% | 14.06% | Interior |  |  |  | 15.7% | 1044249000
1044252000 | 17.91% | 14.06% | Interior |  |  |  | 17.91% | 1044252000
1044253000 | 18.26% | 14.06% | Interior |  |  |  | 18.26% | 1044253000
1044280000 | 15.55% | 14.06% | Interior |  |  |  | 15.55% | 1044280000
1044288000 | 16.81% | 14.06% | Interior |  |  |  | 16.81% | 1044288000
1044313000 | 19.02% | 14.06% | Interior |  |  |  | 19.02% | 1044313000
1044320000 | 20.17% | 14.06% | Interior |  |  |  | 20.17% | 1044320000
1044324000 | 16.69% | 14.06% | Interior |  |  |  | 16.69% | 1044324000
1044335000 | 20.02% | 14.06% | Interior |  |  |  | 20.02% | 1044335000
1044357000 | 15.67% | 14.06% | Interior |  |  |  | 15.67% | 1044357000
1044359000 | 15.58% | 14.06% | Interior |  |  |  | 15.58% | 1044359000
1044364000 | 16.57% | 14.06% | Interior |  |  |  | 16.57% | 1044364000
1044368000 | 21.34% | 14.06% | Interior |  |  |  | 21.34% | 1044368000
1044372000 | 18.48% | 14.06% | Interior |  |  |  | 18.48% | 1044372000
1044373000 | 20.74% | 14.06% | Interior |  |  |  | 20.74% | 1044373000
1044379000 | 20.56% | 14.06% | Interior |  |  |  | 20.56% | 1044379000
1044386000 | 19.58% | 14.06% | Interior |  |  |  | 19.58% | 1044386000
1044397000 | 20.59% | 14.06% | Interior |  |  |  | 20.59% | 1044397000
1044418000 | 16.19% | 14.06% | Interior |  |  |  | 16.19% | 1044418000
1044420000 | 14.43% | 14.06% | Interior |  |  |  | 14.43% | 1044420000
1044482000 | 17.55% | 14.06% | Interior |  |  |  | 17.55% | 1044482000
1044487000 | 16.29% | 14.06% | Interior |  |  |  | 16.29% | 1044487000
1044489000 | 19% | 14.06% | Interior |  |  |  | 19% | 1044489000
1044506000 | 18.85% | 14.06% | Interior |  |  |  | 18.85% | 1044506000
1044509000 | 17.4% | 14.06% | Interior |  |  |  | 17.4% | 1044509000
1044513000 | 17.89% | 14.06% | Interior |  |  |  | 17.89% | 1044513000
1044514000 | 18.43% | 14.06% | Interior |  |  |  | 18.43% | 1044514000
1044525000 | 16.52% | 14.06% | Interior |  |  |  | 16.52% | 1044525000
1044530000 | 17.43% | 14.06% | Interior |  |  |  | 17.43% | 1044530000
1044532000 | 17.07% | 14.06% | Interior |  |  |  | 17.07% | 1044532000
1044545000 | 21.31% | 14.06% | Interior |  |  |  | 21.31% | 1044545000
1044556000 | 17.28% | 14.06% | Interior |  |  |  | 17.28% | 1044556000
1044571000 | 18.16% | 14.06% | Interior |  |  |  | 18.16% | 1044571000
1044573000 | 21.16% | 14.06% | Interior |  |  |  | 21.16% | 1044573000
1044597000 | 16.16% | 14.06% | Interior |  |  |  | 16.16% | 1044597000
1044601000 | 15.32% | 14.06% | Interior |  |  |  | 15.32% | 1044601000
1044601000 | 17.3% | 14.06% | Interior |  |  |  | 17.3% | 1044601000
1044607000 | 15.21% | 14.06% | Interior |  |  |  | 15.21% | 1044607000
1044625000 | 17.15% | 14.06% | Interior |  |  |  | 17.15% | 1044625000
1044626000 | 15.17% | 14.06% | Interior |  |  |  | 15.17% | 1044626000
1044634000 | 16.2% | 14.06% | Interior |  |  |  | 16.2% | 1044634000
1044638000 | 15.06% | 14.06% | Interior |  |  |  | 15.06% | 1044638000
1044638000 | 19.61% | 14.06% | Interior |  |  |  | 19.61% | 1044638000
1044682000 | 17.49% | 14.06% | Interior |  |  |  | 17.49% | 1044682000
1044690000 | 18.4% | 14.06% | Interior |  |  |  | 18.4% | 1044690000
1044696000 | 17.03% | 14.06% | Interior |  |  |  | 17.03% | 1044696000
1044710000 | 17.29% | 14.06% | Interior |  |  |  | 17.29% | 1044710000
1044710000 | 17.04% | 14.06% | Interior |  |  |  | 17.04% | 1044710000
1044725000 | 17.18% | 14.06% | Interior |  |  |  | 17.18% | 1044725000
1044747000 | 18.13% | 14.06% | Interior |  |  |  | 18.13% | 1044747000
1044768000 | 17.06% | 14.06% | Interior |  |  |  | 17.06% | 1044768000
1044809000 | 15.95% | 14.06% | Interior |  |  |  | 15.95% | 1044809000
1044821000 | 17.82% | 14.06% | Interior |  |  |  | 17.82% | 1044821000
1044831000 | 17.14% | 14.06% | Interior |  |  |  | 17.14% | 1044831000
1044836000 | 16.93% | 14.06% | Interior |  |  |  | 16.93% | 1044836000
1044836000 | 14.95% | 14.06% | Interior |  |  |  | 14.95% | 1044836000
1044863000 | 14.8% | 14.06% | Interior |  |  |  | 14.8% | 1044863000
1044865000 | 16.79% | 14.06% | Interior |  |  |  | 16.79% | 1044865000
1044907000 | 16.81% | 14.06% | Interior |  |  |  | 16.81% | 1044907000
1044911000 | 17.55% | 14.06% | Interior |  |  |  | 17.55% | 1044911000
1044917000 | 15.57% | 14.06% | Interior |  |  |  | 15.57% | 1044917000
1044943000 | 16.45% | 14.06% | Interior |  |  |  | 16.45% | 1044943000
1044943000 | 17.91% | 14.06% | Interior |  |  |  | 17.91% | 1044943000
1044977000 | 16.69% | 14.06% | Interior |  |  |  | 16.69% | 1044977000
1044998000 | 17.79% | 14.06% | Interior |  |  |  | 17.79% | 1044998000
1045001000 | 15.78% | 14.06% | Interior |  |  |  | 15.78% | 1045001000
1045017000 | 17.64% | 14.06% | Interior |  |  |  | 17.64% | 1045017000
1045028000 | 15.58% | 14.06% | Interior |  |  |  | 15.58% | 1045028000
1045079000 | 14.58% | 14.06% | Interior |  |  |  | 14.58% | 1045079000
1045083000 | 16.42% | 14.06% | Interior |  |  |  | 16.42% | 1045083000
1045088000 | 17.52% | 14.06% | Interior |  |  |  | 17.52% | 1045088000
1045093000 | 15.54% | 14.06% | Interior |  |  |  | 15.54% | 1045093000
1045100000 | 15.46% | 14.06% | Interior |  |  |  | 15.46% | 1045100000
1045112000 | 14.43% | 14.06% | Interior |  |  |  | 14.43% | 1045112000
1045121000 | 16.42% | 14.06% | Interior |  |  |  | 16.42% | 1045121000
1045150000 | 16.44% | 14.06% | Interior |  |  |  | 16.44% | 1045150000
1045180000 | 16.29% | 14.06% | Interior |  |  |  | 16.29% | 1045180000
1045186000 | 17.21% | 14.06% | Interior |  |  |  | 17.21% | 1045186000
1045220000 | 16.32% | 14.06% | Interior |  |  |  | 16.32% | 1045220000
1045226000 | 19.8% | 14.06% | Interior |  |  |  | 19.8% | 1045226000
1045248000 | 19.65% | 14.06% | Interior |  |  |  | 19.65% | 1045248000
1045250000 | 16.17% | 14.06% | Interior |  |  |  | 16.17% | 1045250000
1045261000 | 15.3% | 14.06% | Interior |  |  |  | 15.3% | 1045261000
1045280000 | 16.94% | 14.06% | Interior |  |  |  | 16.94% | 1045280000
1045288000 | 19.22% | 14.06% | Interior |  |  |  | 19.22% | 1045288000
1045293000 | 17.3% | 14.06% | Interior |  |  |  | 17.3% | 1045293000
1045297000 | 16.2% | 14.06% | Interior |  |  |  | 16.2% | 1045297000
1045301000 | 20.37% | 14.06% | Interior |  |  |  | 20.37% | 1045301000
1045302000 | 16.39% | 14.06% | Interior |  |  |  | 16.39% | 1045302000
1045309000 | 19.07% | 14.06% | Interior |  |  |  | 19.07% | 1045309000
1045326000 | 16.05% | 14.06% | Interior |  |  |  | 16.05% | 1045326000
1045363000 | 17.18% | 14.06% | Interior |  |  |  | 17.18% | 1045363000
1045363000 | 18.38% | 14.06% | Interior |  |  |  | 18.38% | 1045363000
1045388000 | 17.03% | 14.06% | Interior |  |  |  | 17.03% | 1045388000
1045391000 | 16.07% | 14.06% | Interior |  |  |  | 16.07% | 1045391000
1045397000 | 16.07% | 14.06% | Interior |  |  |  | 16.07% | 1045397000
1045400000 | 18.63% | 14.06% | Interior |  |  |  | 18.63% | 1045400000
1045419000 | 15.92% | 14.06% | Interior |  |  |  | 15.92% | 1045419000
1045424000 | 18.48% | 14.06% | Interior |  |  |  | 18.48% | 1045424000
1045458000 | 16.91% | 14.06% | Interior |  |  |  | 16.91% | 1045458000
1045460000 | 19.43% | 14.06% | Interior |  |  |  | 19.43% | 1045460000
1045467000 | 15.95% | 14.06% | Interior |  |  |  | 15.95% | 1045467000
1045469000 | 15.93% | 14.06% | Interior |  |  |  | 15.93% | 1045469000
1045524000 | 18.09% | 14.06% | Interior |  |  |  | 18.09% | 1045524000
1045528000 | 15.8% | 14.06% | Interior |  |  |  | 15.8% | 1045528000
1045539000 | 18.36% | 14.06% | Interior |  |  |  | 18.36% | 1045539000
1045541000 | 15.83% | 14.06% | Interior |  |  |  | 15.83% | 1045541000
1045543000 | 20.05% | 14.06% | Interior |  |  |  | 20.05% | 1045543000
1045573000 | 15.68% | 14.06% | Interior |  |  |  | 15.68% | 1045573000
1045600000 | 18.03% | 14.06% | Interior |  |  |  | 18.03% | 1045600000
1045633000 | 15.7% | 14.06% | Interior |  |  |  | 15.7% | 1045633000
1045637000 | 18.26% | 14.06% | Interior |  |  |  | 18.26% | 1045637000
1045664000 | 16.92% | 14.06% | Interior |  |  |  | 16.92% | 1045664000
1045669000 | 16.69% | 14.06% | Interior |  |  |  | 16.69% | 1045669000
1045672000 | 16.81% | 14.06% | Interior |  |  |  | 16.81% | 1045672000
1045692000 | 16.32% | 14.06% | Interior |  |  |  | 16.32% | 1045692000
1045713000 | 18.88% | 14.06% | Interior |  |  |  | 18.88% | 1045713000
1045719000 | 20.02% | 14.06% | Interior |  |  |  | 20.02% | 1045719000
1045724000 | 20.76% | 14.06% | Interior |  |  |  | 20.76% | 1045724000
1045725000 | 19.06% | 14.06% | Interior |  |  |  | 19.06% | 1045725000
1045733000 | 18.68% | 14.06% | Interior |  |  |  | 18.68% | 1045733000
1045742000 | 15.58% | 14.06% | Interior |  |  |  | 15.58% | 1045742000
1045756000 | 18.48% | 14.06% | Interior |  |  |  | 18.48% | 1045756000
1045763000 | 20.56% | 14.06% | Interior |  |  |  | 20.56% | 1045763000
1045775000 | 16.42% | 14.06% | Interior |  |  |  | 16.42% | 1045775000
1045776000 | 14.66% | 14.06% | Interior |  |  |  | 14.66% | 1045776000
1045778000 | 21.19% | 14.06% | Interior |  |  |  | 21.19% | 1045778000
1045827000 | 19.63% | 14.06% | Interior |  |  |  | 19.63% | 1045827000
1045830000 | 16.65% | 14.06% | Interior |  |  |  | 16.65% | 1045830000
1045841000 | 17.66% | 14.06% | Interior |  |  |  | 17.66% | 1045841000
1045845000 | 17.19% | 14.06% | Interior |  |  |  | 17.19% | 1045845000
1045865000 | 17.55% | 14.06% | Interior |  |  |  | 17.55% | 1045865000
1045871000 | 16.29% | 14.06% | Interior |  |  |  | 16.29% | 1045871000
1045872000 | 17.51% | 14.06% | Interior |  |  |  | 17.51% | 1045872000
1045881000 | 15.33% | 14.06% | Interior |  |  |  | 15.33% | 1045881000
1045890000 | 18.85% | 14.06% | Interior |  |  |  | 18.85% | 1045890000
1045892000 | 17.4% | 14.06% | Interior |  |  |  | 17.4% | 1045892000
1045912000 | 15.18% | 14.06% | Interior |  |  |  | 15.18% | 1045912000
1045913000 | 18.28% | 14.06% | Interior |  |  |  | 18.28% | 1045913000
1045914000 | 17.43% | 14.06% | Interior |  |  |  | 17.43% | 1045914000
1045917000 | 19.8% | 14.06% | Interior |  |  |  | 19.8% | 1045917000
1045939000 | 17.28% | 14.06% | Interior |  |  |  | 17.28% | 1045939000
1045953000 | 15.3% | 14.06% | Interior |  |  |  | 15.3% | 1045953000
1045957000 | 21.16% | 14.06% | Interior |  |  |  | 21.16% | 1045957000
1045960000 | 16.32% | 14.06% | Interior |  |  |  | 16.32% | 1045960000
1045980000 | 19.22% | 14.06% | Interior |  |  |  | 19.22% | 1045980000
1045990000 | 15.21% | 14.06% | Interior |  |  |  | 15.21% | 1045990000
1045993000 | 20.37% | 14.06% | Interior |  |  |  | 20.37% | 1045993000
1046009000 | 17.15% | 14.06% | Interior |  |  |  | 17.15% | 1046009000
1046010000 | 15.17% | 14.06% | Interior |  |  |  | 15.17% | 1046010000
1046022000 | 15.06% | 14.06% | Interior |  |  |  | 15.06% | 1046022000
1046023000 | 17.16% | 14.06% | Interior |  |  |  | 17.16% | 1046023000
1046023000 | 14.21% | 14.06% | Interior |  |  |  | 14.21% | 1046023000
1046082000 | 16.07% | 14.06% | Interior |  |  |  | 16.07% | 1046082000
1046090000 | 18.25% | 14.06% | Interior |  |  |  | 18.25% | 1046090000
1046092000 | 18.63% | 14.06% | Interior |  |  |  | 18.63% | 1046092000
1046093000 | 17.29% | 14.06% | Interior |  |  |  | 17.29% | 1046093000
1046108000 | 17.18% | 14.06% | Interior |  |  |  | 17.18% | 1046108000
1046144000 | 17.26% | 14.06% | Interior |  |  |  | 17.26% | 1046144000
1046150000 | 17.94% | 14.06% | Interior |  |  |  | 17.94% | 1046150000
1046152000 | 17.06% | 14.06% | Interior |  |  |  | 17.06% | 1046152000
1046182000 | 20.94% | 14.06% | Interior |  |  |  | 20.94% | 1046182000
1046182000 | 16.91% | 14.06% | Interior |  |  |  | 16.91% | 1046182000
1046220000 | 14.95% | 14.06% | Interior |  |  |  | 14.95% | 1046220000
1046220000 | 16.93% | 14.06% | Interior |  |  |  | 16.93% | 1046220000
1046220000 | 15.8% | 14.06% | Interior |  |  |  | 15.8% | 1046220000
1046224000 | 17.67% | 14.06% | Interior |  |  |  | 17.67% | 1046224000
1046229000 | 16.57% | 14.06% | Interior |  |  |  | 16.57% | 1046229000
1046241000 | 14.84% | 14.06% | Interior |  |  |  | 14.84% | 1046241000
1046247000 | 14.8% | 14.06% | Interior |  |  |  | 14.8% | 1046247000
1046290000 | 16.81% | 14.06% | Interior |  |  |  | 16.81% | 1046290000
1046291000 | 18.03% | 14.06% | Interior |  |  |  | 18.03% | 1046291000
1046315000 | 15.9% | 14.06% | Interior |  |  |  | 15.9% | 1046315000
1046327000 | 17.91% | 14.06% | Interior |  |  |  | 17.91% | 1046327000
1046341000 | 15.7% | 14.06% | Interior |  |  |  | 15.7% | 1046341000
1046349000 | 17.76% | 14.06% | Interior |  |  |  | 17.76% | 1046349000
1046389000 | 16.54% | 14.06% | Interior |  |  |  | 16.54% | 1046389000
1046401000 | 17.64% | 14.06% | Interior |  |  |  | 17.64% | 1046401000
1046407000 | 16.55% | 14.06% | Interior |  |  |  | 16.55% | 1046407000
1046412000 | 15.58% | 14.06% | Interior |  |  |  | 15.58% | 1046412000
1046463000 | 14.58% | 14.06% | Interior |  |  |  | 14.58% | 1046463000
1046463000 | 16.57% | 14.06% | Interior |  |  |  | 16.57% | 1046463000
1046493000 | 16.42% | 14.06% | Interior |  |  |  | 16.42% | 1046493000
1046499000 | 17.33% | 14.06% | Interior |  |  |  | 17.33% | 1046499000
1046534000 | 16.44% | 14.06% | Interior |  |  |  | 16.44% | 1046534000
1046563000 | 16.29% | 14.06% | Interior |  |  |  | 16.29% | 1046563000
1046593000 | 17.06% | 14.06% | Interior |  |  |  | 17.06% | 1046593000
1046596000 | 15.53% | 14.06% | Interior |  |  |  | 15.53% | 1046596000
1046604000 | 16.32% | 14.06% | Interior |  |  |  | 16.32% | 1046604000
1046606000 | 17.43% | 14.06% | Interior |  |  |  | 17.43% | 1046606000
1046625000 | 16.51% | 14.06% | Interior |  |  |  | 16.51% | 1046625000
1046631000 | 19.65% | 14.06% | Interior |  |  |  | 19.65% | 1046631000
1046634000 | 16.17% | 14.06% | Interior |  |  |  | 16.17% | 1046634000
1046674000 | 15.95% | 14.06% | Interior |  |  |  | 15.95% | 1046674000
1046676000 | 17.3% | 14.06% | Interior |  |  |  | 17.3% | 1046676000
1046680000 | 16.2% | 14.06% | Interior |  |  |  | 16.2% | 1046680000
1046701000 | 17.15% | 14.06% | Interior |  |  |  | 17.15% | 1046701000
1046702000 | 15.17% | 14.06% | Interior |  |  |  | 15.17% | 1046702000
1046709000 | 16.05% | 14.06% | Interior |  |  |  | 16.05% | 1046709000
1046710000 | 16.2% | 14.06% | Interior |  |  |  | 16.2% | 1046710000
1046713000 | 18.11% | 14.06% | Interior |  |  |  | 18.11% | 1046713000
1046715000 | 14.21% | 14.06% | Interior |  |  |  | 14.21% | 1046715000
1046718000 | 20.22% | 14.06% | Interior |  |  |  | 20.22% | 1046718000
1046743000 | 16.05% | 14.06% | Interior |  |  |  | 16.05% | 1046743000
1046771000 | 17.03% | 14.06% | Interior |  |  |  | 17.03% | 1046771000
1046780000 | 16.07% | 14.06% | Interior |  |  |  | 16.07% | 1046780000
1046802000 | 15.92% | 14.06% | Interior |  |  |  | 15.92% | 1046802000
1046808000 | 18.48% | 14.06% | Interior |  |  |  | 18.48% | 1046808000
1046843000 | 19.43% | 14.06% | Interior |  |  |  | 19.43% | 1046843000
1046851000 | 15.95% | 14.06% | Interior |  |  |  | 15.95% | 1046851000
1046852000 | 15.93% | 14.06% | Interior |  |  |  | 15.93% | 1046852000
1046861000 | 17.52% | 14.06% | Interior |  |  |  | 17.52% | 1046861000
1046883000 | 15.8% | 14.06% | Interior |  |  |  | 15.8% | 1046883000
1046898000 | 18.85% | 14.06% | Interior |  |  |  | 18.85% | 1046898000
1046913000 | 20.78% | 14.06% | Interior |  |  |  | 20.78% | 1046913000
1046924000 | 18.7% | 14.06% | Interior |  |  |  | 18.7% | 1046924000
1046925000 | 15.83% | 14.06% | Interior |  |  |  | 15.83% | 1046925000
1046966000 | 14.69% | 14.06% | Interior |  |  |  | 14.69% | 1046966000
1046980000 | 16.44% | 14.06% | Interior |  |  |  | 16.44% | 1046980000
1046982000 | 16.81% | 14.06% | Interior |  |  |  | 16.81% | 1046982000
1047011000 | 19.23% | 14.06% | Interior |  |  |  | 19.23% | 1047011000
1047016000 | 15.7% | 14.06% | Interior |  |  |  | 15.7% | 1047016000
1047021000 | 18.26% | 14.06% | Interior |  |  |  | 18.26% | 1047021000
1047048000 | 16.92% | 14.06% | Interior |  |  |  | 16.92% | 1047048000
1047051000 | 14.79% | 14.06% | Interior |  |  |  | 14.79% | 1047051000
1047054000 | 18.11% | 14.06% | Interior |  |  |  | 18.11% | 1047054000
1047081000 | 16.54% | 14.06% | Interior |  |  |  | 16.54% | 1047081000
1047124000 | 19.83% | 14.06% | Interior |  |  |  | 19.83% | 1047124000
1047126000 | 15.58% | 14.06% | Interior |  |  |  | 15.58% | 1047126000
1047139000 | 18.48% | 14.06% | Interior |  |  |  | 18.48% | 1047139000
1047143000 | 16.77% | 14.06% | Interior |  |  |  | 16.77% | 1047143000
1047146000 | 20.56% | 14.06% | Interior |  |  |  | 20.56% | 1047146000
1047157000 | 15.43% | 14.06% | Interior |  |  |  | 15.43% | 1047157000
1047158000 | 16.42% | 14.06% | Interior |  |  |  | 16.42% | 1047158000
1047159000 | 17.31% | 14.06% | Interior |  |  |  | 17.31% | 1047159000
1047173000 | 19.83% | 14.06% | Interior |  |  |  | 19.83% | 1047173000
1047176000 | 15.46% | 14.06% | Interior |  |  |  | 15.46% | 1047176000
1047187000 | 19.25% | 14.06% | Interior |  |  |  | 19.25% | 1047187000
1047187000 | 14.47% | 14.06% | Interior |  |  |  | 14.47% | 1047187000
1047198000 | 20.4% | 14.06% | Interior |  |  |  | 20.4% | 1047198000
1047208000 | 15.31% | 14.06% | Interior |  |  |  | 15.31% | 1047208000
1047210000 | 19.63% | 14.06% | Interior |  |  |  | 19.63% | 1047210000
1047224000 | 17.66% | 14.06% | Interior |  |  |  | 17.66% | 1047224000
1047249000 | 17.55% | 14.06% | Interior |  |  |  | 17.55% | 1047249000
1047256000 | 17.51% | 14.06% | Interior |  |  |  | 17.51% | 1047256000
1047264000 | 15.33% | 14.06% | Interior |  |  |  | 15.33% | 1047264000
1047276000 | 17.4% | 14.06% | Interior |  |  |  | 17.4% | 1047276000
1047296000 | 15.18% | 14.06% | Interior |  |  |  | 15.18% | 1047296000
1047298000 | 18.66% | 14.06% | Interior |  |  |  | 18.66% | 1047298000
1047301000 | 19.8% | 14.06% | Interior |  |  |  | 19.8% | 1047301000
1047316000 | 16.44% | 14.06% | Interior |  |  |  | 16.44% | 1047316000
1047323000 | 17.28% | 14.06% | Interior |  |  |  | 17.28% | 1047323000
1047336000 | 17.28% | 14.06% | Interior |  |  |  | 17.28% | 1047336000
1047363000 | 19.22% | 14.06% | Interior |  |  |  | 19.22% | 1047363000
1047372000 | 16.2% | 14.06% | Interior |  |  |  | 16.2% | 1047372000
1047374000 | 15.21% | 14.06% | Interior |  |  |  | 15.21% | 1047374000
1047377000 | 20.37% | 14.06% | Interior |  |  |  | 20.37% | 1047377000
1047384000 | 19.07% | 14.06% | Interior |  |  |  | 19.07% | 1047384000
1047385000 | 20.96% | 14.06% | Interior |  |  |  | 20.96% | 1047385000
1047392000 | 18.69% | 14.06% | Interior |  |  |  | 18.69% | 1047392000
1047404000 | 18.11% | 14.06% | Interior |  |  |  | 18.11% | 1047404000
1047405000 | 15.06% | 14.06% | Interior |  |  |  | 15.06% | 1047405000
1047410000 | 20.22% | 14.06% | Interior |  |  |  | 20.22% | 1047410000
1047425000 | 15.82% | 14.06% | Interior |  |  |  | 15.82% | 1047425000
1047441000 | 20.19% | 14.06% | Interior |  |  |  | 20.19% | 1047441000
1047458000 | 17.38% | 14.06% | Interior |  |  |  | 17.38% | 1047458000
1047476000 | 18.63% | 14.06% | Interior |  |  |  | 18.63% | 1047476000
1047477000 | 17.29% | 14.06% | Interior |  |  |  | 17.29% | 1047477000
1047492000 | 17.18% | 14.06% | Interior |  |  |  | 17.18% | 1047492000
1047494000 | 15.92% | 14.06% | Interior |  |  |  | 15.92% | 1047494000
1047497000 | 18.06% | 14.06% | Interior |  |  |  | 18.06% | 1047497000
1047514000 | 17.72% | 14.06% | Interior |  |  |  | 17.72% | 1047514000
1047515000 | 14.96% | 14.06% | Interior |  |  |  | 14.96% | 1047515000
1047525000 | 17.03% | 14.06% | Interior |  |  |  | 17.03% | 1047525000
1047534000 | 16.7% | 14.06% | Interior |  |  |  | 16.7% | 1047534000
1047535000 | 17.06% | 14.06% | Interior |  |  |  | 17.06% | 1047535000
1047553000 | 17.52% | 14.06% | Interior |  |  |  | 17.52% | 1047553000
1047555000 | 17.79% | 14.06% | Interior |  |  |  | 17.79% | 1047555000
1047565000 | 20.94% | 14.06% | Interior |  |  |  | 20.94% | 1047565000
1047603000 | 16.93% | 14.06% | Interior |  |  |  | 16.93% | 1047603000
1047603000 | 15.8% | 14.06% | Interior |  |  |  | 15.8% | 1047603000
1047605000 | 20.78% | 14.06% | Interior |  |  |  | 20.78% | 1047605000
1047624000 | 14.84% | 14.06% | Interior |  |  |  | 14.84% | 1047624000
1047628000 | 16.02% | 14.06% | Interior |  |  |  | 16.02% | 1047628000
1047630000 | 14.8% | 14.06% | Interior |  |  |  | 14.8% | 1047630000
1047654000 | 15.83% | 14.06% | Interior |  |  |  | 15.83% | 1047654000
1047658000 | 14.69% | 14.06% | Interior |  |  |  | 14.69% | 1047658000
1047675000 | 18.03% | 14.06% | Interior |  |  |  | 18.03% | 1047675000
1047701000 | 17.88% | 14.06% | Interior |  |  |  | 17.88% | 1047701000
1047702000 | 16.66% | 14.06% | Interior |  |  |  | 16.66% | 1047702000
1047713000 | 16.67% | 14.06% | Interior |  |  |  | 16.67% | 1047713000
1047725000 | 15.7% | 14.06% | Interior |  |  |  | 15.7% | 1047725000
1047732000 | 17.76% | 14.06% | Interior |  |  |  | 17.76% | 1047732000
1047783000 | 16.69% | 14.06% | Interior |  |  |  | 16.69% | 1047783000
1047787000 | 15.56% | 14.06% | Interior |  |  |  | 15.56% | 1047787000
1047812000 | 17.45% | 14.06% | Interior |  |  |  | 17.45% | 1047812000
1047815000 | 16.54% | 14.06% | Interior |  |  |  | 16.54% | 1047815000
1047846000 | 14.58% | 14.06% | Interior |  |  |  | 14.58% | 1047846000
1047847000 | 16.57% | 14.06% | Interior |  |  |  | 16.57% | 1047847000
1047870000 | 15.66% | 14.06% | Interior |  |  |  | 15.66% | 1047870000
1047876000 | 16.42% | 14.06% | Interior |  |  |  | 16.42% | 1047876000
1047906000 | 17.18% | 14.06% | Interior |  |  |  | 17.18% | 1047906000
1047907000 | 15.2% | 14.06% | Interior |  |  |  | 15.2% | 1047907000
1047917000 | 16.44% | 14.06% | Interior |  |  |  | 16.44% | 1047917000
1047941000 | 17.55% | 14.06% | Interior |  |  |  | 17.55% | 1047941000
1047947000 | 16.29% | 14.06% | Interior |  |  |  | 16.29% | 1047947000
1047948000 | 16.08% | 14.06% | Interior |  |  |  | 16.08% | 1047948000
1047955000 | 19.79% | 14.06% | Interior |  |  |  | 19.79% | 1047955000
1047977000 | 16.63% | 14.06% | Interior |  |  |  | 16.63% | 1047977000
1047987000 | 16.32% | 14.06% | Interior |  |  |  | 16.32% | 1047987000
1047989000 | 17.43% | 14.06% | Interior |  |  |  | 17.43% | 1047989000
1048015000 | 17.28% | 14.06% | Interior |  |  |  | 17.28% | 1048015000
1048017000 | 16.17% | 14.06% | Interior |  |  |  | 16.17% | 1048017000
1048033000 | 16.18% | 14.06% | Interior |  |  |  | 16.18% | 1048033000
1048035000 | 16.32% | 14.06% | Interior |  |  |  | 16.32% | 1048035000
1048084000 | 17.15% | 14.06% | Interior |  |  |  | 17.15% | 1048084000
1048085000 | 15.17% | 14.06% | Interior |  |  |  | 15.17% | 1048085000
1048093000 | 16.05% | 14.06% | Interior |  |  |  | 16.05% | 1048093000
1048093000 | 16.2% | 14.06% | Interior |  |  |  | 16.2% | 1048093000

## PARETO 2
Ren fraction | NPC ($):
| 999859300 | 88.67% | 88.67% | Front | 999859300 | 88.67% | 88.67% | 999859300 | 999859300 | Front
| 999967600 | 88.65% | 88.65% | Front | 999967600 | 88.65% | 88.65% | 999967600 | 999859300
| 1000070000 | 88.48% | 88.48% | Front | 1000070000 | 88.48% | 88.48% | 1000070000 | 999859300
| 1000189000 | 88.47% | 88.47% | Front | 1000189000 | 88.47% | 88.47% | 1000189000 | 999859300
| 1000606000 | 88.32% | 88.32% | Front | 1000606000 | 88.32% | 88.32% | 1000606000 | 999859300
| 1000737000 | 88.31% | 88.31% | Front | 1000737000 | 88.31% | 88.31% | 1000737000 | 999859300
| 1001434000 | 88.19% | 88.19% | Front | 1001434000 | 88.19% | 88.19% | 1001434000 | 999859300
| 1001577000 | 88.17% | 88.17% | Front | 1001577000 | 88.17% | 88.17% | 1001577000 | 999859300
| 1002405000 | 88.06% | 88.06% | Front | 1002405000 | 88.06% | 88.06% | 1002405000 | 999859300
| 1002552000 | 88.05% | 88.05% | Front | 1002552000 | 88.05% | 88.05% | 1002552000 | 999859300
| 1003476000 | 87.94% | 87.94% | Front | 1003476000 | 87.94% | 87.94% | 1003476000 | 999859300
| 1003629000 | 87.93% | 87.93% | Front | 1003629000 | 87.93% | 87.93% | 1003629000 | 999859300
| 1004624000 | 87.83% | 87.83% | Front | 1004624000 | 87.83% | 87.83% | 1004624000 | 999859300
| 1004780000 | 87.82% | 87.82% | Front | 1004780000 | 87.82% | 87.82% | 1004780000 | 999859300
| 1006280000 | 87.78% | 87.78% | Front | 1006280000 | 87.78% | 87.78% | 1006280000 | 999859300
| 1006478000 | 87.71% | 87.71% | Front | 1006478000 | 87.71% | 87.71% | 1006478000 | 999859300
| 1007065000 | 87.61% | 87.61% | Front | 1007065000 | 87.61% | 87.61% | 1007065000 | 999859300
| 1007226000 | 87.6% | 87.6% | Front | 1007226000 | 87.6% | 87.6% | 1007226000 | 999859300
| 1008501000 | 87.55% | 87.55% | Front | 1008501000 | 87.55% | 87.55% | 1008501000 | 999859300
| 1008866000 | 87.5% | 87.5% | Front | 1008866000 | 87.5% | 87.5% | 1008866000 | 999859300
| 1009709000 | 87.44% | 87.44% | Front | 1009709000 | 87.44% | 87.44% | 1009709000 | 999859300
| 1009709000 | 87.41% | 87.41% | Front | 1009709000 | 87.41% | 87.41% | 1009709000 | 999859300
| 1009873000 | 87.4% | 87.4% | Front | 1009873000 | 87.4% | 87.4% | 1009873000 | 999859300
| 1010966000 | 87.34% | 87.34% | Front | 1010966000 | 87.34% | 87.34% | 1010966000 | 999859300
| 1011454000 | 87.29% | 87.29% | Front | 1011454000 | 87.29% | 87.29% | 1011454000 | 999859300
| 1012471000 | 87.22% | 87.22% | Front | 1012471000 | 87.22% | 87.22% | 1012471000 | 999859300
| 1012637000 | 87.21% | 87.21% | Front | 1012637000 | 87.21% | 87.21% | 1012637000 | 999859300
| 1013596000 | 87.14% | 87.14% | Front | 1013596000 | 87.14% | 87.14% | 1013596000 | 999859300
| 1013943000 | 87.13% | 87.13% | Front | 1013943000 | 87.13% | 87.13% | 1013943000 | 999859300
| 1014152000 | 87.1% | 87.1% | Front | 1014152000 | 87.1% | 87.1% | 1014152000 | 999859300
| 1015252000 | 87.03% | 87.03% | Front | 1015252000 | 87.03% | 87.03% | 1015252000 | 999859300
| 1015488000 | 87.03% | 87.03% | Front | 1015488000 | 87.03% | 87.03% | 1015488000 | 999859300
| 1015662000 | 87.03% | 87.03% | Front | 1015662000 | 87.03% | 87.03% | 1015662000 | 999859300
| 1016304000 | 86.94% | 86.94% | Front | 1016304000 | 86.94% | 86.94% | 1016304000 | 999859300
| 1016951000 | 86.91% | 86.91% | Front | 1016951000 | 86.91% | 86.91% | 1016951000 | 999859300
| 1017909000 | 86.83% | 86.83% | Front | 1017909000 | 86.83% | 86.83% | 1017909000 | 999859300
| 1018277000 | 86.83% | 86.83% | Front | 1018277000 | 86.83% | 86.83% | 1018277000 | 999859300
| 1018721000 | 86.82% | 86.82% | Front | 1018721000 | 86.82% | 86.82% | 1018721000 | 999859300
| 1019120000 | 86.76% | 86.76% | Front | 1019120000 | 86.76% | 86.76% | 1019120000 | 999859300
| 1019590000 | 86.72% | 86.72% | Front | 1019590000 | 86.72% | 86.72% | 1019590000 | 999859300
| 1020029000 | 86.72% | 86.72% | Front | 1020029000 | 86.72% | 86.72% | 1020029000 | 999859300
| 1020647000 | 86.64% | 86.64% | Front | 1020647000 | 86.64% | 86.64% | 1020647000 | 999859300
| 1021342000 | 86.62% | 86.62% | Front | 1021342000 | 86.62% | 86.62% | 1021342000 | 999859300
| 1021846000 | 86.62% | 86.62% | Front | 1021846000 | 86.62% | 86.62% | 1021846000 | 999859300
| 1022003000 | 86.58% | 86.58% | Front | 1022003000 | 86.58% | 86.58% | 1022003000 | 999859300
| 1022262000 | 86.53% | 86.53% | Front | 1022262000 | 86.53% | 86.53% | 1022262000 | 999859300
| 1022655000 | 86.52% | 86.52% | Front | 1022655000 | 86.52% | 86.52% | 1022655000 | 999859300
| 1023153000 | 86.52% | 86.52% | Front | 1023153000 | 86.52% | 86.52% | 1023153000 | 999859300
| 1023498000 | 86.46% | 86.46% | Front | 1023498000 | 86.46% | 86.46% | 1023498000 | 999859300
| 1023974000 | 86.42% | 86.42% | Front | 1023974000 | 86.42% | 86.42% | 1023974000 | 999859300
| 1024466000 | 86.42% | 86.42% | Front | 1024466000 | 86.42% | 86.42% | 1024466000 | 999859300
| 1024964000 | 86.4% | 86.4% | Front | 1024964000 | 86.4% | 86.4% | 1024964000 | 999859300
| 1025037000 | 86.34% | 86.34% | Front | 1025037000 | 86.34% | 86.34% | 1025037000 | 999859300
| 1025779000 | 86.32% | 86.32% | Front | 1025779000 | 86.32% | 86.32% | 1025779000 | 999859300
| 1026329000 | 86.31% | 86.31% | Front | 1026329000 | 86.31% | 86.31% | 1026329000 | 999859300
| 1026398000 | 86.28% | 86.28% | Front | 1026398000 | 86.28% | 86.28% | 1026398000 | 999859300
| 1026669000 | 86.22% | 86.22% | Front | 1026669000 | 86.22% | 86.22% | 1026669000 | 999859300
| 1027092000 | 86.22% | 86.22% | Front | 1027092000 | 86.22% | 86.22% | 1027092000 | 999859300
| 1027639000 | 86.21% | 86.21% | Front | 1027639000 | 86.21% | 86.21% | 1027639000 | 999859300
| 1027916000 | 86.16% | 86.16% | Front | 1027916000 | 86.16% | 86.16% | 1027916000 | 999859300
| 1028424000 | 86.12% | 86.12% | Front | 1028424000 | 86.12% | 86.12% | 1028424000 | 999859300
| 1028952000 | 86.11% | 86.11% | Front | 1028952000 | 86.11% | 86.11% | 1028952000 | 999859300
| 1029415000 | 86.11% | 86.11% | Front | 1029415000 | 86.11% | 86.11% | 1029415000 | 999859300
| 1029487000 | 86.04% | 86.04% | Front | 1029487000 | 86.04% | 86.04% | 1029487000 | 999859300
| 1030265000 | 86.01% | 86.01% | Front | 1030265000 | 86.01% | 86.01% | 1030265000 | 999859300
| 1030841000 | 85.98% | 85.98% | Front | 1030841000 | 85.98% | 85.98% | 1030841000 | 999859300
| 1031145000 | 85.92% | 85.92% | Front | 1031145000 | 85.92% | 85.92% | 1031145000 | 999859300
| 1031584000 | 85.91% | 85.91% | Front | 1031584000 | 85.91% | 85.91% | 1031584000 | 999859300
| 1032374000 | 85.86% | 85.86% | Front | 1032374000 | 85.86% | 85.86% | 1032374000 | 999859300
| 1032923000 | 85.81% | 85.81% | Front | 1032923000 | 85.81% | 85.81% | 1032923000 | 999859300
| 1033855000 | 85.76% | 85.76% | Front | 1033855000 | 85.76% | 85.76% | 1033855000 | 999859300
| 1034000000 | 85.74% | 85.74% | Front | 1034000000 | 85.74% | 85.74% | 1034000000 | 999859300
| 1035196000 | 85.66% | 85.66% | Front | 1035196000 | 85.66% | 85.66% | 1035196000 | 999859300
| 1035686000 | 85.62% | 85.62% | Front | 1035686000 | 85.62% | 85.62% | 1035686000 | 999859300
| 1036901000 | 85.56% | 85.56% | Front | 1036901000 | 85.56% | 85.56% | 1036901000 | 999859300
| 1037113000 | 85.56% | 85.56% | Front | 1037113000 | 85.56% | 85.56% | 1037113000 | 999859300
| 1037983000 | 85.47% | 85.47% | Front | 1037983000 | 85.47% | 85.47% | 1037983000 | 999859300
| 1038448000 | 85.46% | 85.46% | Front | 1038448000 | 85.46% | 85.46% | 1038448000 | 999859300
| 1038561000 | 85.44% | 85.44% | Front | 1038561000 | 85.44% | 85.44% | 1038561000 | 999859300
| 1039808000 | 85.36% | 85.36% | Front | 1039808000 | 85.36% | 85.36% | 1039808000 | 999859300
| 1040864000 | 85.29% | 85.29% | Front | 1040864000 | 85.29% | 85.29% | 1040864000 | 999859300
| 1041502000 | 85.26% | 85.26% | Front | 1041502000 | 85.26% | 85.26% | 1041502000 | 999859300
| 1042632000 | 85.18% | 85.18% | Front | 1042632000 | 85.18% | 85.18% | 1042632000 | 999859300
| 1043845000 | 85.12% | 85.12% | Front | 1043845000 | 85.12% | 85.12% | 1043845000 | 999859300
| 1044638000 | 85.1% | 85.1% | Front | 1044638000 | 85.1% | 85.1% | 1044638000 | 999859300
| 1045524000 | 85% | 85% | Front | 1045524000 | 85% | 85% | 1045524000 | 999859300
| 1047011000 | 84.96% | 84.96% | Front | 1047011000 | 84.96% | 84.96% | 1047011000 | 999859300
| 1047955000 | 84.96% | 84.96% | Front | 1047955000 | 84.96% | 84.96% | 1047955000 | 999859300
| 999952100 | 88.87% | 84.96% | Interior |  |  | 88.87% | 999952100 | 999859300
| 1000044000 | 88.86% | 84.96% | Interior |  |  | 88.86% | 1000044000 | 999859300
| 1000433000 | 89.1% | 84.96% | Interior |  |  | 89.1% | 1000433000 | 999859300
| 1000520000 | 89.09% | 84.96% | Interior |  |  | 89.09% | 1000520000 | 999859300
| 1001856000 | 89.62% | 84.96% | Interior |  |  | 89.62% | 1001856000 | 999859300
| 1001939000 | 89.6% | 84.96% | Interior |  |  | 89.6% | 1001939000 | 999859300
| 1002759000 | 88.43% | 84.96% | Interior |  |  | 88.43% | 1002759000 | 999859300
| 1002910000 | 88.65% | 84.96% | Interior |  |  | 88.65% | 1002910000 | 999859300
| 1002944000 | 88.25% | 84.96% | Interior |  |  | 88.25% | 1002944000 | 999859300
| 1003506000 | 88.09% | 84.96% | Interior |  |  | 88.09% | 1003506000 | 999859300
| 1003897000 | 88.46% | 84.96% | Interior |  |  | 88.46% | 1003897000 | 999859300
| 1004007000 | 88.45% | 84.96% | Interior |  |  | 88.45% | 1004007000 | 999859300
| 1004062000 | 88.27% | 84.96% | Interior |  |  | 88.27% | 1004062000 | 999859300
| 1004069000 | 88.68% | 84.96% | Interior |  |  | 88.68% | 1004069000 | 999859300
| 1004161000 | 89.14% | 84.96% | Interior |  |  | 89.14% | 1004161000 | 999859300
| 1004165000 | 88.66% | 84.96% | Interior |  |  | 88.66% | 1004165000 | 999859300
| 1004183000 | 88.26% | 84.96% | Interior |  |  | 88.26% | 1004183000 | 999859300
| 1004233000 | 88.23% | 84.96% | Interior |  |  | 88.23% | 1004233000 | 999859300
| 1004257000 | 88.43% | 84.96% | Interior |  |  | 88.43% | 1004257000 | 999859300
| 1004378000 | 87.95% | 84.96% | Interior |  |  | 87.95% | 1004378000 | 999859300
| 1004585000 | 88.06% | 84.96% | Interior |  |  | 88.06% | 1004585000 | 999859300
| 1004596000 | 88.11% | 84.96% | Interior |  |  | 88.11% | 1004596000 | 999859300
| 1004732000 | 88.1% | 84.96% | Interior |  |  | 88.1% | 1004732000 | 999859300
| 1005337000 | 87.91% | 84.96% | Interior |  |  | 87.91% | 1005337000 | 999859300
| 1005338000 | 89.17% | 84.96% | Interior |  |  | 89.17% | 1005338000 | 999859300
| 1005344000 | 88.92% | 84.96% | Interior |  |  | 88.92% | 1005344000 | 999859300
| 1005367000 | 87.83% | 84.96% | Interior |  |  | 87.83% | 1005367000 | 999859300
| 1005427000 | 89.16% | 84.96% | Interior |  |  | 89.16% | 1005427000 | 999859300
| 1005451000 | 87.98% | 84.96% | Interior |  |  | 87.98% | 1005451000 | 999859300
| 1005596000 | 87.97% | 84.96% | Interior |  |  | 87.97% | 1005596000 | 999859300
| 1006050000 | 88.26% | 84.96% | Interior |  |  | 88.26% | 1006050000 | 999859300
| 1006092000 | 88.46% | 84.96% | Interior |  |  | 88.46% | 1006092000 | 999859300
| 1006166000 | 88.24% | 84.96% | Interior |  |  | 88.24% | 1006166000 | 999859300
| 1006199000 | 88.45% | 84.96% | Interior |  |  | 88.45% | 1006199000 | 999859300
| 1006376000 | 88.08% | 84.96% | Interior |  |  | 88.08% | 1006376000 | 999859300
| 1006432000 | 87.85% | 84.96% | Interior |  |  | 87.85% | 1006432000 | 999859300
| 1006507000 | 88.07% | 84.96% | Interior |  |  | 88.07% | 1006507000 | 999859300
| 1006582000 | 87.84% | 84.96% | Interior |  |  | 87.84% | 1006582000 | 999859300
| 1006928000 | 88.24% | 84.96% | Interior |  |  | 88.24% | 1006928000 | 999859300
| 1007034000 | 88.04% | 84.96% | Interior |  |  | 88.04% | 1007034000 | 999859300
| 1007104000 | 87.94% | 84.96% | Interior |  |  | 87.94% | 1007104000 | 999859300
| 1007181000 | 88.02% | 84.96% | Interior |  |  | 88.02% | 1007181000 | 999859300
| 1007204000 | 88.95% | 84.96% | Interior |  |  | 88.95% | 1007204000 | 999859300
| 1007248000 | 87.92% | 84.96% | Interior |  |  | 87.92% | 1007248000 | 999859300
| 1007297000 | 88.93% | 84.96% | Interior |  |  | 88.93% | 1007297000 | 999859300
| 1007347000 | 87.66% | 84.96% | Interior |  |  | 87.66% | 1007347000 | 999859300
| 1007473000 | 87.84% | 84.96% | Interior |  |  | 87.84% | 1007473000 | 999859300
| 1007534000 | 87.74% | 84.96% | Interior |  |  | 87.74% | 1007534000 | 999859300
| 1007567000 | 87.88% | 84.96% | Interior |  |  | 87.88% | 1007567000 | 999859300
| 1007648000 | 87.6% | 84.96% | Interior |  |  | 87.6% | 1007648000 | 999859300
| 1007689000 | 87.72% | 84.96% | Interior |  |  | 87.72% | 1007689000 | 999859300
| 1007834000 | 88.71% | 84.96% | Interior |  |  | 88.71% | 1007834000 | 999859300
| 1007861000 | 88.47% | 84.96% | Interior |  |  | 88.47% | 1007861000 | 999859300
| 1008040000 | 87.81% | 84.96% | Interior |  |  | 87.81% | 1008040000 | 999859300
| 1008188000 | 87.79% | 84.96% | Interior |  |  | 87.79% | 1008188000 | 999859300
| 1008200000 | 88.25% | 84.96% | Interior |  |  | 88.25% | 1008200000 | 999859300
| 1008214000 | 87.7% | 84.96% | Interior |  |  | 87.7% | 1008214000 | 999859300
| 1008294000 | 88.06% | 84.96% | Interior |  |  | 88.06% | 1008294000 | 999859300
| 1008311000 | 88.24% | 84.96% | Interior |  |  | 88.24% | 1008311000 | 999859300
| 1008417000 | 88.04% | 84.96% | Interior |  |  | 88.04% | 1008417000 | 999859300
| 1008421000 | 88.03% | 84.96% | Interior |  |  | 88.03% | 1008421000 | 999859300
| 1008444000 | 87.75% | 84.96% | Interior |  |  | 87.75% | 1008444000 | 999859300
| 1008699000 | 87.63% | 84.96% | Interior |  |  | 87.63% | 1008699000 | 999859300
| 1008701000 | 87.85% | 84.96% | Interior |  |  | 87.85% | 1008701000 | 999859300
| 1008810000 | 87.9% | 84.96% | Interior |  |  | 87.9% | 1008810000 | 999859300
| 1008856000 | 87.61% | 84.96% | Interior |  |  | 87.61% | 1008856000 | 999859300
| 1008951000 | 87.88% | 84.96% | Interior |  |  | 87.88% | 1008951000 | 999859300
| 1009096000 | 87.69% | 84.96% | Interior |  |  | 87.69% | 1009096000 | 999859300
| 1009113000 | 88.03% | 84.96% | Interior |  |  | 88.03% | 1009113000 | 999859300
| 1009116000 | 88.49% | 84.96% | Interior |  |  | 88.49% | 1009116000 | 999859300
| 1009121000 | 88.72% | 84.96% | Interior |  |  | 88.72% | 1009121000 | 999859300
| 1009159000 | 87.57% | 84.96% | Interior |  |  | 87.57% | 1009159000 | 999859300
| 1009218000 | 88.71% | 84.96% | Interior |  |  | 88.71% | 1009218000 | 999859300
| 1009250000 | 87.67% | 84.96% | Interior |  |  | 87.67% | 1009250000 | 999859300
| 1009393000 | 87.85% | 84.96% | Interior |  |  | 87.85% | 1009393000 | 999859300
| 1009432000 | 87.71% | 84.96% | Interior |  |  | 87.71% | 1009432000 | 999859300
| 1009455000 | 87.63% | 84.96% | Interior |  |  | 87.63% | 1009455000 | 999859300
| 1009681000 | 87.76% | 84.96% | Interior |  |  | 87.76% | 1009681000 | 999859300
| 1009808000 | 88.49% | 84.96% | Interior |  |  | 88.49% | 1009808000 | 999859300
| 1009828000 | 87.75% | 84.96% | Interior |  |  | 87.75% | 1009828000 | 999859300
| 1009914000 | 87.52% | 84.96% | Interior |  |  | 87.52% | 1009914000 | 999859300
| 1010073000 | 87.51% | 84.96% | Interior |  |  | 87.51% | 1010073000 | 999859300
| 1010124000 | 87.71% | 84.96% | Interior |  |  | 87.71% | 1010124000 | 999859300
| 1010244000 | 87.57% | 84.96% | Interior |  |  | 87.57% | 1010244000 | 999859300
| 1010255000 | 87.45% | 84.96% | Interior |  |  | 87.45% | 1010255000 | 999859300
| 1010372000 | 87.58% | 84.96% | Interior |  |  | 87.58% | 1010372000 | 999859300
| 1010401000 | 87.56% | 84.96% | Interior |  |  | 87.56% | 1010401000 | 999859300
| 1010448000 | 87.63% | 84.96% | Interior |  |  | 87.63% | 1010448000 | 999859300
| 1010574000 | 87.51% | 84.96% | Interior |  |  | 87.51% | 1010574000 | 999859300
| 1010593000 | 88.05% | 84.96% | Interior |  |  | 88.05% | 1010593000 | 999859300
| 1010685000 | 87.64% | 84.96% | Interior |  |  | 87.64% | 1010685000 | 999859300
| 1010698000 | 87.84% | 84.96% | Interior |  |  | 87.84% | 1010698000 | 999859300
| 1010838000 | 87.63% | 84.96% | Interior |  |  | 87.63% | 1010838000 | 999859300
| 1011064000 | 87.58% | 84.96% | Interior |  |  | 87.58% | 1011064000 | 999859300
| 1011140000 | 88.27% | 84.96% | Interior |  |  | 88.27% | 1011140000 | 999859300
| 1011153000 | 87.49% | 84.96% | Interior |  |  | 87.49% | 1011153000 | 999859300
| 1011173000 | 87.67% | 84.96% | Interior |  |  | 87.67% | 1011173000 | 999859300
| 1011389000 | 87.84% | 84.96% | Interior |  |  | 87.84% | 1011389000 | 999859300
| 1011422000 | 87.34% | 84.96% | Interior |  |  | 87.34% | 1011422000 | 999859300
| 1011448000 | 87.47% | 84.96% | Interior |  |  | 87.47% | 1011448000 | 999859300
| 1011464000 | 87.46% | 84.96% | Interior |  |  | 87.46% | 1011464000 | 999859300
| 1011607000 | 87.45% | 84.96% | Interior |  |  | 87.45% | 1011607000 | 999859300
| 1011626000 | 87.95% | 84.96% | Interior |  |  | 87.95% | 1011626000 | 999859300
| 1011677000 | 87.64% | 84.96% | Interior |  |  | 87.64% | 1011677000 | 999859300
| 1011747000 | 87.94% | 84.96% | Interior |  |  | 87.94% | 1011747000 | 999859300
| 1011767000 | 87.4% | 84.96% | Interior |  |  | 87.4% | 1011767000 | 999859300
| 1011802000 | 87.52% | 84.96% | Interior |  |  | 87.52% | 1011802000 | 999859300
| 1011832000 | 88.27% | 84.96% | Interior |  |  | 88.27% | 1011832000 | 999859300
| 1011841000 | 88.06% | 84.96% | Interior |  |  | 88.06% | 1011841000 | 999859300
| 1011865000 | 87.67% | 84.96% | Interior |  |  | 87.67% | 1011865000 | 999859300
| 1011958000 | 87.51% | 84.96% | Interior |  |  | 87.51% | 1011958000 | 999859300
| 1011978000 | 87.78% | 84.96% | Interior |  |  | 87.78% | 1011978000 | 999859300
| 1012039000 | 87.54% | 84.96% | Interior |  |  | 87.54% | 1012039000 | 999859300
| 1012114000 | 87.77% | 84.96% | Interior |  |  | 87.77% | 1012114000 | 999859300
| 1012117000 | 87.36% | 84.96% | Interior |  |  | 87.36% | 1012117000 | 999859300
| 1012156000 | 87.46% | 84.96% | Interior |  |  | 87.46% | 1012156000 | 999859300
| 1012225000 | 88.4% | 84.96% | Interior |  |  | 88.4% | 1012225000 | 999859300
| 1012327000 | 88.39% | 84.96% | Interior |  |  | 88.39% | 1012327000 | 999859300
| 1012369000 | 87.5% | 84.96% | Interior |  |  | 87.5% | 1012369000 | 999859300
| 1012492000 | 87.31% | 84.96% | Interior |  |  | 87.31% | 1012492000 | 999859300
| 1012627000 | 87.35% | 84.96% | Interior |  |  | 87.35% | 1012627000 | 999859300
| 1012647000 | 87.85% | 84.96% | Interior |  |  | 87.85% | 1012647000 | 999859300
| 1012652000 | 87.23% | 84.96% | Interior |  |  | 87.23% | 1012652000 | 999859300
| 1012656000 | 87.3% | 84.96% | Interior |  |  | 87.3% | 1012656000 | 999859300
| 1012698000 | 87.36% | 84.96% | Interior |  |  | 87.36% | 1012698000 | 999859300
| 1012730000 | 87.54% | 84.96% | Interior |  |  | 87.54% | 1012730000 | 999859300
| 1012770000 | 87.64% | 84.96% | Interior |  |  | 87.64% | 1012770000 | 999859300
| 1012773000 | 87.84% | 84.96% | Interior |  |  | 87.84% | 1012773000 | 999859300
| 1012862000 | 87.35% | 84.96% | Interior |  |  | 87.35% | 1012862000 | 999859300
| 1012917000 | 87.63% | 84.96% | Interior |  |  | 87.63% | 1012917000 | 999859300
| 1012990000 | 87.41% | 84.96% | Interior |  |  | 87.41% | 1012990000 | 999859300
| 1013007000 | 87.3% | 84.96% | Interior |  |  | 87.3% | 1013007000 | 999859300
| 1013060000 | 87.64% | 84.96% | Interior |  |  | 87.64% | 1013060000 | 999859300
| 1013068000 | 87.41% | 84.96% | Interior |  |  | 87.41% | 1013068000 | 999859300
| 1013107000 | 87.68% | 84.96% | Interior |  |  | 87.68% | 1013107000 | 999859300
| 1013110000 | 88.29% | 84.96% | Interior |  |  | 88.29% | 1013110000 | 999859300
| 1013150000 | 87.4% | 84.96% | Interior |  |  | 87.4% | 1013150000 | 999859300
| 1013210000 | 87.24% | 84.96% | Interior |  |  | 87.24% | 1013210000 | 999859300
| 1013215000 | 88.27% | 84.96% | Interior |  |  | 88.27% | 1013215000 | 999859300
| 1013225000 | 88.06% | 84.96% | Interior |  |  | 88.06% | 1013225000 | 999859300
| 1013248000 | 87.67% | 84.96% | Interior |  |  | 87.67% | 1013248000 | 999859300
| 1013319000 | 87.35% | 84.96% | Interior |  |  | 87.35% | 1013319000 | 999859300
| 1013327000 | 87.37% | 84.96% | Interior |  |  | 87.37% | 1013327000 | 999859300
| 1013617000 | 87.64% | 84.96% | Interior |  |  | 87.64% | 1013617000 | 999859300
| 1013745000 | 87.51% | 84.96% | Interior |  |  | 87.51% | 1013745000 | 999859300
| 1013753000 | 87.5% | 84.96% | Interior |  |  | 87.5% | 1013753000 | 999859300
| 1013759000 | 87.41% | 84.96% | Interior |  |  | 87.41% | 1013759000 | 999859300
| 1013855000 | 87.24% | 84.96% | Interior |  |  | 87.24% | 1013855000 | 999859300
| 1013900000 | 87.5% | 84.96% | Interior |  |  | 87.5% | 1013900000 | 999859300
| 1013965000 | 87.55% | 84.96% | Interior |  |  | 87.55% | 1013965000 | 999859300
| 1014002000 | 87.85% | 84.96% | Interior |  |  | 87.85% | 1014002000 | 999859300
| 1014114000 | 87.54% | 84.96% | Interior |  |  | 87.54% | 1014114000 | 999859300
| 1014166000 | 87.46% | 84.96% | Interior |  |  | 87.46% | 1014166000 | 999859300
| 1014180000 | 87.28% | 84.96% | Interior |  |  | 87.28% | 1014180000 | 999859300
| 1014202000 | 87.3% | 84.96% | Interior |  |  | 87.3% | 1014202000 | 999859300
| 1014228000 | 87.31% | 84.96% | Interior |  |  | 87.31% | 1014228000 | 999859300
| 1014301000 | 87.19% | 84.96% | Interior |  |  | 87.19% | 1014301000 | 999859300
| 1014391000 | 87.3% | 84.96% | Interior |  |  | 87.3% | 1014391000 | 999859300
| 1014398000 | 87.13% | 84.96% | Interior |  |  | 87.13% | 1014398000 | 999859300
| 1014418000 | 87.25% | 84.96% | Interior |  |  | 87.25% | 1014418000 | 999859300
| 1014547000 | 87.24% | 84.96% | Interior |  |  | 87.24% | 1014547000 | 999859300
| 1014711000 | 87.37% | 84.96% | Interior |  |  | 87.37% | 1014711000 | 999859300
| 1014853000 | 87.4% | 84.96% | Interior |  |  | 87.4% | 1014853000 | 999859300
| 1014855000 | 87.65% | 84.96% | Interior |  |  | 87.65% | 1014855000 | 999859300
| 1014894000 | 87.3% | 84.96% | Interior |  |  | 87.3% | 1014894000 | 999859300
| 1014987000 | 87.43% | 84.96% | Interior |  |  | 87.43% | 1014987000 | 999859300
| 1015010000 | 87.33% | 84.96% | Interior |  |  | 87.33% | 1015010000 | 999859300
| 1015010000 | 87.39% | 84.96% | Interior |  |  | 87.39% | 1015010000 | 999859300
| 1015095000 | 87.56% | 84.96% | Interior |  |  | 87.56% | 1015095000 | 999859300
| 1015112000 | 87.96% | 84.96% | Interior |  |  | 87.96% | 1015112000 | 999859300
| 1015140000 | 87.15% | 84.96% | Interior |  |  | 87.15% | 1015140000 | 999859300
| 1015143000 | 87.41% | 84.96% | Interior |  |  | 87.41% | 1015143000 | 999859300
| 1015145000 | 87.14% | 84.96% | Interior |  |  | 87.14% | 1015145000 | 999859300
| 1015189000 | 87.12% | 84.96% | Interior |  |  | 87.12% | 1015189000 | 999859300
| 1015322000 | 87.04% | 84.96% | Interior |  |  | 87.04% | 1015322000 | 999859300
| 1015325000 | 87.16% | 84.96% | Interior |  |  | 87.16% | 1015325000 | 999859300
| 1015354000 | 87.11% | 84.96% | Interior |  |  | 87.11% | 1015354000 | 999859300
| 1015394000 | 87.29% | 84.96% | Interior |  |  | 87.29% | 1015394000 | 999859300
| 1015411000 | 87.19% | 84.96% | Interior |  |  | 87.19% | 1015411000 | 999859300
| 1015490000 | 87.15% | 84.96% | Interior |  |  | 87.15% | 1015490000 | 999859300
| 1015520000 | 87.21% | 84.96% | Interior |  |  | 87.21% | 1015520000 | 999859300
| 1015602000 | 87.14% | 84.96% | Interior |  |  | 87.14% | 1015602000 | 999859300
| 1015684000 | 87.19% | 84.96% | Interior |  |  | 87.19% | 1015684000 | 999859300
| 1015801000 | 87.25% | 84.96% | Interior |  |  | 87.25% | 1015801000 | 999859300
| 1015836000 | 87.14% | 84.96% | Interior |  |  | 87.14% | 1015836000 | 999859300
| 1015867000 | 87.42% | 84.96% | Interior |  |  | 87.42% | 1015867000 | 999859300
| 1016039000 | 87.29% | 84.96% | Interior |  |  | 87.29% | 1016039000 | 999859300
| 1016052000 | 87.2% | 84.96% | Interior |  |  | 87.2% | 1016052000 | 999859300
| 1016077000 | 87.85% | 84.96% | Interior |  |  | 87.85% | 1016077000 | 999859300
| 1016103000 | 87.19% | 84.96% | Interior |  |  | 87.19% | 1016103000 | 999859300
| 1016118000 | 87.31% | 84.96% | Interior |  |  | 87.31% | 1016118000 | 999859300
| 1016183000 | 87.58% | 84.96% | Interior |  |  | 87.58% | 1016183000 | 999859300
| 1016200000 | 87.28% | 84.96% | Interior |  |  | 87.28% | 1016200000 | 999859300
| 1016232000 | 87.03% | 84.96% | Interior |  |  | 87.03% | 1016232000 | 999859300
| 1016238000 | 87.65% | 84.96% | Interior |  |  | 87.65% | 1016238000 | 999859300
| 1016241000 | 87.46% | 84.96% | Interior |  |  | 87.46% | 1016241000 | 999859300
| 1016245000 | 87.99% | 84.96% | Interior |  |  | 87.99% | 1016245000 | 999859300
| 1016277000 | 87.3% | 84.96% | Interior |  |  | 87.3% | 1016277000 | 999859300
| 1016320000 | 87.57% | 84.96% | Interior |  |  | 87.57% | 1016320000 | 999859300
| 1016348000 | 87.16% | 84.96% | Interior |  |  | 87.16% | 1016348000 | 999859300
| 1016357000 | 87.97% | 84.96% | Interior |  |  | 87.97% | 1016357000 | 999859300
| 1016454000 | 87.04% | 84.96% | Interior |  |  | 87.04% | 1016454000 | 999859300
| 1016618000 | 87.76% | 84.96% | Interior |  |  | 87.76% | 1016618000 | 999859300
| 1016690000 | 87.09% | 84.96% | Interior |  |  | 87.09% | 1016690000 | 999859300
| 1016777000 | 87.29% | 84.96% | Interior |  |  | 87.29% | 1016777000 | 999859300
| 1016862000 | 87.04% | 84.96% | Interior |  |  | 87.04% | 1016862000 | 999859300
| 1016869000 | 87.29% | 84.96% | Interior |  |  | 87.29% | 1016869000 | 999859300
| 1016934000 | 87.44% | 84.96% | Interior |  |  | 87.44% | 1016934000 | 999859300
| 1016950000 | 87% | 84.96% | Interior |  |  | 87% | 1016950000 | 999859300
| 1016955000 | 87.38% | 84.96% | Interior |  |  | 87.38% | 1016955000 | 999859300
| 1016964000 | 86.93% | 84.96% | Interior |  |  | 86.93% | 1016964000 | 999859300
| 1016965000 | 87.25% | 84.96% | Interior |  |  | 87.25% | 1016965000 | 999859300
| 1016986000 | 87.14% | 84.96% | Interior |  |  | 87.14% | 1016986000 | 999859300
| 1017083000 | 87.43% | 84.96% | Interior |  |  | 87.43% | 1017083000 | 999859300
| 1017085000 | 87.33% | 84.96% | Interior |  |  | 87.33% | 1017085000 | 999859300
| 1017145000 | 87.04% | 84.96% | Interior |  |  | 87.04% | 1017145000 | 999859300
| 1017171000 | 87.45% | 84.96% | Interior |  |  | 87.45% | 1017171000 | 999859300
| 1017197000 | 87.09% | 84.96% | Interior |  |  | 87.09% | 1017197000 | 999859300
| 1017284000 | 87.18% | 84.96% | Interior |  |  | 87.18% | 1017284000 | 999859300
| 1017324000 | 87.2% | 84.96% | Interior |  |  | 87.2% | 1017324000 | 999859300
| 1017345000 | 87.87% | 84.96% | Interior |  |  | 87.87% | 1017345000 | 999859300
| 1017382000 | 87.09% | 84.96% | Interior |  |  | 87.09% | 1017382000 | 999859300
| 1017437000 | 87.04% | 84.96% | Interior |  |  | 87.04% | 1017437000 | 999859300
| 1017439000 | 86.92% | 84.96% | Interior |  |  | 86.92% | 1017439000 | 999859300
| 1017449000 | 87.17% | 84.96% | Interior |  |  | 87.17% | 1017449000 | 999859300
| 1017460000 | 87.85% | 84.96% | Interior |  |  | 87.85% | 1017460000 | 999859300
| 1017481000 | 87.48% | 84.96% | Interior |  |  | 87.48% | 1017481000 | 999859300
| 1017486000 | 87.19% | 84.96% | Interior |  |  | 87.19% | 1017486000 | 999859300
| 1017622000 | 87.65% | 84.96% | Interior |  |  | 87.65% | 1017622000 | 999859300
| 1017625000 | 87.46% | 84.96% | Interior |  |  | 87.46% | 1017625000 | 999859300
| 1017731000 | 87.16% | 84.96% | Interior |  |  | 87.16% | 1017731000 | 999859300
| 1017855000 | 87.25% | 84.96% | Interior |  |  | 87.25% | 1017855000 | 999859300
| 1017923000 | 87.31% | 84.96% | Interior |  |  | 87.31% | 1017923000 | 999859300
| 1017984000 | 87.18% | 84.96% | Interior |  |  | 87.18% | 1017984000 | 999859300
| 1017985000 | 86.93% | 84.96% | Interior |  |  | 86.93% | 1017985000 | 999859300
| 1017995000 | 86.99% | 84.96% | Interior |  |  | 86.99% | 1017995000 | 999859300
| 1018031000 | 86.97% | 84.96% | Interior |  |  | 86.97% | 1018031000 | 999859300
| 1018076000 | 87.12% | 84.96% | Interior |  |  | 87.12% | 1018076000 | 999859300
| 1018079000 | 87.3% | 84.96% | Interior |  |  | 87.3% | 1018079000 | 999859300
| 1018127000 | 87.2% | 84.96% | Interior |  |  | 87.2% | 1018127000 | 999859300
| 1018152000 | 86.92% | 84.96% | Interior |  |  | 86.92% | 1018152000 | 999859300
| 1018161000 | 87.29% | 84.96% | Interior |  |  | 87.29% | 1018161000 | 999859300
| 1018164000 | 86.94% | 84.96% | Interior |  |  | 86.94% | 1018164000 | 999859300
| 1018167000 | 87.01% | 84.96% | Interior |  |  | 87.01% | 1018167000 | 999859300
| 1018191000 | 87.26% | 84.96% | Interior |  |  | 87.26% | 1018191000 | 999859300
| 1018197000 | 86.95% | 84.96% | Interior |  |  | 86.95% | 1018197000 | 999859300
| 1018219000 | 86.86% | 84.96% | Interior |  |  | 86.86% | 1018219000 | 999859300
| 1018246000 | 87.04% | 84.96% | Interior |  |  | 87.04% | 1018246000 | 999859300
| 1018248000 | 86.94% | 84.96% | Interior |  |  | 86.94% | 1018248000 | 999859300
| 1018316000 | 87.34% | 84.96% | Interior |  |  | 87.34% | 1018316000 | 999859300
| 1018333000 | 87% | 84.96% | Interior |  |  | 87% | 1018333000 | 999859300
| 1018386000 | 86.85% | 84.96% | Interior |  |  | 86.85% | 1018386000 | 999859300
| 1018428000 | 86.98% | 84.96% | Interior |  |  | 86.98% | 1018428000 | 999859300
| 1018431000 | 87.78% | 84.96% | Interior |  |  | 87.78% | 1018431000 | 999859300
| 1018469000 | 87.33% | 84.96% | Interior |  |  | 87.33% | 1018469000 | 999859300
| 1018550000 | 87.77% | 84.96% | Interior |  |  | 87.77% | 1018550000 | 999859300
| 1018581000 | 87.08% | 84.96% | Interior |  |  | 87.08% | 1018581000 | 999859300
| 1018599000 | 87.1% | 84.96% | Interior |  |  | 87.1% | 1018599000 | 999859300
| 1018640000 | 86.93% | 84.96% | Interior |  |  | 86.93% | 1018640000 | 999859300
| 1018687000 | 86.99% | 84.96% | Interior |  |  | 86.99% | 1018687000 | 999859300
| 1018717000 | 87.4% | 84.96% | Interior |  |  | 87.4% | 1018717000 | 999859300
| 1018746000 | 87.07% | 84.96% | Interior |  |  | 87.07% | 1018746000 | 999859300
| 1018765000 | 87.09% | 84.96% | Interior |  |  | 87.09% | 1018765000 | 999859300
| 1018821000 | 87.04% | 84.96% | Interior |  |  | 87.04% | 1018821000 | 999859300
| 1018864000 | 87.39% | 84.96% | Interior |  |  | 87.39% | 1018864000 | 999859300
| 1018919000 | 87.13% | 84.96% | Interior |  |  | 87.13% | 1018919000 | 999859300
| 1019030000 | 87.2% | 84.96% | Interior |  |  | 87.2% | 1019030000 | 999859300
| 1019110000 | 86.84% | 84.96% | Interior |  |  | 86.84% | 1019110000 | 999859300
| 1019115000 | 87.16% | 84.96% | Interior |  |  | 87.16% | 1019115000 | 999859300
| 1019117000 | 87% | 84.96% | Interior |  |  | 87% | 1019117000 | 999859300
| 1019188000 | 87.07% | 84.96% | Interior |  |  | 87.07% | 1019188000 | 999859300
| 1019190000 | 87.19% | 84.96% | Interior |  |  | 87.19% | 1019190000 | 999859300
| 1019272000 | 87.09% | 84.96% | Interior |  |  | 87.09% | 1019272000 | 999859300
| 1019308000 | 86.89% | 84.96% | Interior |  |  | 86.89% | 1019308000 | 999859300
| 1019345000 | 86.83% | 84.96% | Interior |  |  | 86.83% | 1019345000 | 999859300
| 1019352000 | 87.22% | 84.96% | Interior |  |  | 87.22% | 1019352000 | 999859300
| 1019433000 | 87.57% | 84.96% | Interior |  |  | 87.57% | 1019433000 | 999859300
| 1019453000 | 86.96% | 84.96% | Interior |  |  | 86.96% | 1019453000 | 999859300
| 1019477000 | 86.83% | 84.96% | Interior |  |  | 86.83% | 1019477000 | 999859300
| 1019511000 | 87.2% | 84.96% | Interior |  |  | 87.2% | 1019511000 | 999859300
| 1019547000 | 86.94% | 84.96% | Interior |  |  | 86.94% | 1019547000 | 999859300
| 1019575000 | 87.26% | 84.96% | Interior |  |  | 87.26% | 1019575000 | 999859300
| 1019576000 | 87.66% | 84.96% | Interior |  |  | 87.66% | 1019576000 | 999859300
| 1019600000 | 87.27% | 84.96% | Interior |  |  | 87.27% | 1019600000 | 999859300
| 1019668000 | 86.8% | 84.96% | Interior |  |  | 86.8% | 1019668000 | 999859300
| 1019697000 | 87.65% | 84.96% | Interior |  |  | 87.65% | 1019697000 | 999859300
| 1019727000 | 86.88% | 84.96% | Interior |  |  | 86.88% | 1019727000 | 999859300
| 1019757000 | 87.26% | 84.96% | Interior |  |  | 87.26% | 1019757000 | 999859300
| 1019802000 | 86.84% | 84.96% | Interior |  |  | 86.84% | 1019802000 | 999859300
| 1019822000 | 86.73% | 84.96% | Interior |  |  | 86.73% | 1019822000 | 999859300
| 1019861000 | 87.36% | 84.96% | Interior |  |  | 87.36% | 1019861000 | 999859300
| 1019893000 | 86.98% | 84.96% | Interior |  |  | 86.98% | 1019893000 | 999859300
| 1019903000 | 87% | 84.96% | Interior |  |  | 87% | 1019903000 | 999859300
| 1019920000 | 86.83% | 84.96% | Interior |  |  | 86.83% | 1019920000 | 999859300
| 1020000000 | 86.89% | 84.96% | Interior |  |  | 86.89% | 1020000000 | 999859300
| 1020023000 | 86.93% | 84.96% | Interior |  |  | 86.93% | 1020023000 | 999859300
| 1020060000 | 86.97% | 84.96% | Interior |  |  | 86.97% | 1020060000 | 999859300
| 1020070000 | 86.99% | 84.96% | Interior |  |  | 86.99% | 1020070000 | 999859300
| 1020086000 | 87.3% | 84.96% | Interior |  |  | 87.3% | 1020086000 | 999859300
| 1020093000 | 87.02% | 84.96% | Interior |  |  | 87.02% | 1020093000 | 999859300
| 1020123000 | 87.22% | 84.96% | Interior |  |  | 87.22% | 1020123000 | 999859300
| 1020204000 | 87.04% | 84.96% | Interior |  |  | 87.04% | 1020204000 | 999859300
| 1020227000 | 87.09% | 84.96% | Interior |  |  | 87.09% | 1020227000 | 999859300
| 1020236000 | 87.29% | 84.96% | Interior |  |  | 87.29% | 1020236000 | 999859300
| 1020265000 | 86.88% | 84.96% | Interior |  |  | 86.88% | 1020265000 | 999859300
| 1020391000 | 87.08% | 84.96% | Interior |  |  | 87.08% | 1020391000 | 999859300
| 1020473000 | 86.96% | 84.96% | Interior |  |  | 86.96% | 1020473000 | 999859300
| 1020493000 | 87.1% | 84.96% | Interior |  |  | 87.1% | 1020493000 | 999859300
| 1020503000 | 86.98% | 84.96% | Interior |  |  | 86.98% | 1020503000 | 999859300
| 1020547000 | 86.84% | 84.96% | Interior |  |  | 86.84% | 1020547000 | 999859300
| 1020565000 | 86.72% | 84.96% | Interior |  |  | 86.72% | 1020565000 | 999859300
| 1020630000 | 87.45% | 84.96% | Interior |  |  | 87.45% | 1020630000 | 999859300
| 1020656000 | 87.09% | 84.96% | Interior |  |  | 87.09% | 1020656000 | 999859300
| 1020659000 | 87.15% | 84.96% | Interior |  |  | 87.15% | 1020659000 | 999859300
| 1020692000 | 87.58% | 84.96% | Interior |  |  | 87.58% | 1020692000 | 999859300
| 1020697000 | 87.08% | 84.96% | Interior |  |  | 87.08% | 1020697000 | 999859300
| 1020702000 | 86.89% | 84.96% | Interior |  |  | 86.89% | 1020702000 | 999859300
| 1020790000 | 86.73% | 84.96% | Interior |  |  | 86.73% | 1020790000 | 999859300
| 1020817000 | 87.57% | 84.96% | Interior |  |  | 87.57% | 1020817000 | 999859300
| 1020818000 | 87.14% | 84.96% | Interior |  |  | 87.14% | 1020818000 | 999859300
| 1020837000 | 86.96% | 84.96% | Interior |  |  | 86.96% | 1020837000 | 999859300
| 1020845000 | 86.78% | 84.96% | Interior |  |  | 86.78% | 1020845000 | 999859300
| 1020854000 | 86.75% | 84.96% | Interior |  |  | 86.75% | 1020854000 | 999859300
| 1020860000 | 86.83% | 84.96% | Interior |  |  | 86.83% | 1020860000 | 999859300
| 1020885000 | 86.81% | 84.96% | Interior |  |  | 86.81% | 1020885000 | 999859300
| 1020942000 | 87.04% | 84.96% | Interior |  |  | 87.04% | 1020942000 | 999859300
| 1020958000 | 87.26% | 84.96% | Interior |  |  | 87.26% | 1020958000 | 999859300
| 1021012000 | 86.77% | 84.96% | Interior |  |  | 86.77% | 1021012000 | 999859300
| 1021022000 | 86.74% | 84.96% | Interior |  |  | 86.74% | 1021022000 | 999859300
| 1021032000 | 87.17% | 84.96% | Interior |  |  | 87.17% | 1021032000 | 999859300
| 1021038000 | 86.78% | 84.96% | Interior |  |  | 86.78% | 1021038000 | 999859300
| 1021052000 | 86.8% | 84.96% | Interior |  |  | 86.8% | 1021052000 | 999859300
| 1021092000 | 87.37% | 84.96% | Interior |  |  | 87.37% | 1021092000 | 999859300
| 1021115000 | 87.09% | 84.96% | Interior |  |  | 87.09% | 1021115000 | 999859300
| 1021190000 | 87.16% | 84.96% | Interior |  |  | 87.16% | 1021190000 | 999859300
| 1021216000 | 86.9% | 84.96% | Interior |  |  | 86.9% | 1021216000 | 999859300
| 1021228000 | 86.73% | 84.96% | Interior |  |  | 86.73% | 1021228000 | 999859300
| 1021304000 | 86.83% | 84.96% | Interior |  |  | 86.83% | 1021304000 | 999859300
| 1021351000 | 86.91% | 84.96% | Interior |  |  | 86.91% | 1021351000 | 999859300
| 1021354000 | 87.23% | 84.96% | Interior |  |  | 87.23% | 1021354000 | 999859300
| 1021383000 | 86.89% | 84.96% | Interior |  |  | 86.89% | 1021383000 | 999859300
| 1021407000 | 86.93% | 84.96% | Interior |  |  | 86.93% | 1021407000 | 999859300
| 1021506000 | 86.99% | 84.96% | Interior |  |  | 86.99% | 1021506000 | 999859300
| 1021506000 | 87.22% | 84.96% | Interior |  |  | 87.22% | 1021506000 | 999859300
| 1021522000 | 86.78% | 84.96% | Interior |  |  | 86.78% | 1021522000 | 999859300
| 1021535000 | 87.12% | 84.96% | Interior |  |  | 87.12% | 1021535000 | 999859300
| 1021673000 | 86.97% | 84.96% | Interior |  |  | 86.97% | 1021673000 | 999859300
| 1021720000 | 87% | 84.96% | Interior |  |  | 87% | 1021720000 | 999859300
| 1021762000 | 86.73% | 84.96% | Interior |  |  | 86.73% | 1021762000 | 999859300
| 1021779000 | 86.86% | 84.96% | Interior |  |  | 86.86% | 1021779000 | 999859300
| 1021783000 | 87.37% | 84.96% | Interior |  |  | 87.37% | 1021783000 | 999859300
| 1021802000 | 86.88% | 84.96% | Interior |  |  | 86.88% | 1021802000 | 999859300
| 1021824000 | 87.04% | 84.96% | Interior |  |  | 87.04% | 1021824000 | 999859300
| 1021846000 | 86.65% | 84.96% | Interior |  |  | 86.65% | 1021846000 | 999859300
| 1021886000 | 87.47% | 84.96% | Interior |  |  | 87.47% | 1021886000 | 999859300
| 1021887000 | 86.98% | 84.96% | Interior |  |  | 86.98% | 1021887000 | 999859300
| 1021915000 | 86.9% | 84.96% | Interior |  |  | 86.9% | 1021915000 | 999859300
| 1021930000 | 86.84% | 84.96% | Interior |  |  | 86.84% | 1021930000 | 999859300
| 1021971000 | 86.69% | 84.96% | Interior |  |  | 86.69% | 1021971000 | 999859300
| 1021987000 | 87.03% | 84.96% | Interior |  |  | 87.03% | 1021987000 | 999859300
| 1022005000 | 86.92% | 84.96% | Interior |  |  | 86.92% | 1022005000 | 999859300
| 1022014000 | 87.45% | 84.96% | Interior |  |  | 87.45% | 1022014000 | 999859300
| 1022118000 | 87.06% | 84.96% | Interior |  |  | 87.06% | 1022118000 | 999859300
| 1022149000 | 87.05% | 84.96% | Interior |  |  | 87.05% | 1022149000 | 999859300
| 1022173000 | 86.73% | 84.96% | Interior |  |  | 86.73% | 1022173000 | 999859300
| 1022220000 | 86.96% | 84.96% | Interior |  |  | 86.96% | 1022220000 | 999859300
| 1022227000 | 86.98% | 84.96% | Interior |  |  | 86.98% | 1022227000 | 999859300
| 1022261000 | 86.79% | 84.96% | Interior |  |  | 86.79% | 1022261000 | 999859300
| 1022279000 | 87.04% | 84.96% | Interior |  |  | 87.04% | 1022279000 | 999859300
| 1022339000 | 87.11% | 84.96% | Interior |  |  | 87.11% | 1022339000 | 999859300
| 1022342000 | 87.26% | 84.96% | Interior |  |  | 87.26% | 1022342000 | 999859300
| 1022351000 | 86.68% | 84.96% | Interior |  |  | 86.68% | 1022351000 | 999859300
| 1022499000 | 87.09% | 84.96% | Interior |  |  | 87.09% | 1022499000 | 999859300
| 1022502000 | 86.62% | 84.96% | Interior |  |  | 86.62% | 1022502000 | 999859300
| 1022532000 | 86.63% | 84.96% | Interior |  |  | 86.63% | 1022532000 | 999859300
| 1022538000 | 86.65% | 84.96% | Interior |  |  | 86.65% | 1022538000 | 999859300
| 1022541000 | 86.63% | 84.96% | Interior |  |  | 86.63% | 1022541000 | 999859300
| 1022552000 | 86.78% | 84.96% | Interior |  |  | 86.78% | 1022552000 | 999859300
| 1022576000 | 87% | 84.96% | Interior |  |  | 87% | 1022576000 | 999859300
| 1022611000 | 86.73% | 84.96% | Interior |  |  | 86.73% | 1022611000 | 999859300
| 1022653000 | 86.81% | 84.96% | Interior |  |  | 86.81% | 1022653000 | 999859300
| 1022663000 | 86.69% | 84.96% | Interior |  |  | 86.69% | 1022663000 | 999859300
| 1022687000 | 86.83% | 84.96% | Interior |  |  | 86.83% | 1022687000 | 999859300
| 1022709000 | 86.72% | 84.96% | Interior |  |  | 86.72% | 1022709000 | 999859300
| 1022719000 | 86.77% | 84.96% | Interior |  |  | 86.77% | 1022719000 | 999859300
| 1022757000 | 86.55% | 84.96% | Interior |  |  | 86.55% | 1022757000 | 999859300
| 1022762000 | 87.13% | 84.96% | Interior |  |  | 87.13% | 1022762000 | 999859300
| 1022811000 | 86.88% | 84.96% | Interior |  |  | 86.88% | 1022811000 | 999859300
| 1022817000 | 86.68% | 84.96% | Interior |  |  | 86.68% | 1022817000 | 999859300
| 1022841000 | 87.05% | 84.96% | Interior |  |  | 87.05% | 1022841000 | 999859300
| 1022919000 | 87.12% | 84.96% | Interior |  |  | 87.12% | 1022919000 | 999859300
| 1022978000 | 86.87% | 84.96% | Interior |  |  | 86.87% | 1022978000 | 999859300
| 1023018000 | 86.89% | 84.96% | Interior |  |  | 86.89% | 1023018000 | 999859300
| 1023034000 | 87.26% | 84.96% | Interior |  |  | 87.26% | 1023034000 | 999859300
| 1023043000 | 86.63% | 84.96% | Interior |  |  | 86.63% | 1023043000 | 999859300
| 1023074000 | 86.93% | 84.96% | Interior |  |  | 86.93% | 1023074000 | 999859300
| 1023092000 | 86.76% | 84.96% | Interior |  |  | 86.76% | 1023092000 | 999859300
| 1023113000 | 86.78% | 84.96% | Interior |  |  | 86.78% | 1023113000 | 999859300
| 1023146000 | 86.73% | 84.96% | Interior |  |  | 86.73% | 1023146000 | 999859300
| 1023186000 | 86.88% | 84.96% | Interior |  |  | 86.88% | 1023186000 | 999859300
| 1023187000 | 86.81% | 84.96% | Interior |  |  | 86.81% | 1023187000 | 999859300
| 1023209000 | 86.93% | 84.96% | Interior |  |  | 86.93% | 1023209000 | 999859300
| 1023242000 | 86.92% | 84.96% | Interior |  |  | 86.92% | 1023242000 | 999859300
| 1023299000 | 86.9% | 84.96% | Interior |  |  | 86.9% | 1023299000 | 999859300
| 1023314000 | 86.84% | 84.96% | Interior |  |  | 86.84% | 1023314000 | 999859300
| 1023316000 | 86.95% | 84.96% | Interior |  |  | 86.95% | 1023316000 | 999859300
| 1023420000 | 86.68% | 84.96% | Interior |  |  | 86.68% | 1023420000 | 999859300
| 1023446000 | 86.99% | 84.96% | Interior |  |  | 86.99% | 1023446000 | 999859300
| 1023454000 | 86.87% | 84.96% | Interior |  |  | 86.87% | 1023454000 | 999859300
| 1023461000 | 86.54% | 84.96% | Interior |  |  | 86.54% | 1023461000 | 999859300
| 1023481000 | 86.99% | 84.96% | Interior |  |  | 86.99% | 1023481000 | 999859300
| 1023482000 | 86.93% | 84.96% | Interior |  |  | 86.93% | 1023482000 | 999859300
| 1023539000 | 87.19% | 84.96% | Interior |  |  | 87.19% | 1023539000 | 999859300
| 1023604000 | 86.96% | 84.96% | Interior |  |  | 86.96% | 1023604000 | 999859300
| 1023610000 | 86.98% | 84.96% | Interior |  |  | 86.98% | 1023610000 | 999859300
| 1023666000 | 86.58% | 84.96% | Interior |  |  | 86.58% | 1023666000 | 999859300
| 1023717000 | 86.63% | 84.96% | Interior |  |  | 86.63% | 1023717000 | 999859300
| 1023724000 | 86.88% | 84.96% | Interior |  |  | 86.88% | 1023724000 | 999859300
| 1023726000 | 86.6% | 84.96% | Interior |  |  | 86.6% | 1023726000 | 999859300
| 1023731000 | 86.64% | 84.96% | Interior |  |  | 86.64% | 1023731000 | 999859300
| 1023759000 | 86.52% | 84.96% | Interior |  |  | 86.52% | 1023759000 | 999859300
| 1023786000 | 86.57% | 84.96% | Interior |  |  | 86.57% | 1023786000 | 999859300
| 1023799000 | 87.01% | 84.96% | Interior |  |  | 87.01% | 1023799000 | 999859300
| 1023854000 | 86.53% | 84.96% | Interior |  |  | 86.53% | 1023854000 | 999859300
| 1023879000 | 86.7% | 84.96% | Interior |  |  | 86.7% | 1023879000 | 999859300
| 1023886000 | 86.62% | 84.96% | Interior |  |  | 86.62% | 1023886000 | 999859300
| 1023894000 | 86.59% | 84.96% | Interior |  |  | 86.59% | 1023894000 | 999859300
| 1023901000 | 86.93% | 84.96% | Interior |  |  | 86.93% | 1023901000 | 999859300
| 1023924000 | 86.63% | 84.96% | Interior |  |  | 86.63% | 1023924000 | 999859300
| 1023956000 | 86.56% | 84.96% | Interior |  |  | 86.56% | 1023956000 | 999859300
| 1023960000 | 87% | 84.96% | Interior |  |  | 87% | 1023960000 | 999859300
| 1023966000 | 86.71% | 84.96% | Interior |  |  | 86.71% | 1023966000 | 999859300
| 1023995000 | 86.73% | 84.96% | Interior |  |  | 86.73% | 1023995000 | 999859300
| 1024047000 | 86.69% | 84.96% | Interior |  |  | 86.69% | 1024047000 | 999859300
| 1024124000 | 86.78% | 84.96% | Interior |  |  | 86.78% | 1024124000 | 999859300
| 1024130000 | 86.58% | 84.96% | Interior |  |  | 86.58% | 1024130000 | 999859300
| 1024231000 | 87.19% | 84.96% | Interior |  |  | 87.19% | 1024231000 | 999859300
| 1024281000 | 87.28% | 84.96% | Interior |  |  | 87.28% | 1024281000 | 999859300
| 1024292000 | 86.77% | 84.96% | Interior |  |  | 86.77% | 1024292000 | 999859300
| 1024295000 | 86.96% | 84.96% | Interior |  |  | 86.96% | 1024295000 | 999859300
| 1024328000 | 86.79% | 84.96% | Interior |  |  | 86.79% | 1024328000 | 999859300
| 1024349000 | 86.53% | 84.96% | Interior |  |  | 86.53% | 1024349000 | 999859300
| 1024375000 | 86.83% | 84.96% | Interior |  |  | 86.83% | 1024375000 | 999859300
| 1024387000 | 86.82% | 84.96% | Interior |  |  | 86.82% | 1024387000 | 999859300
| 1024406000 | 86.66% | 84.96% | Interior |  |  | 86.66% | 1024406000 | 999859300
| 1024417000 | 87.26% | 84.96% | Interior |  |  | 87.26% | 1024417000 | 999859300
| 1024426000 | 86.68% | 84.96% | Interior |  |  | 86.68% | 1024426000 | 999859300
| 1024427000 | 86.63% | 84.96% | Interior |  |  | 86.63% | 1024427000 | 999859300
| 1024460000 | 86.71% | 84.96% | Interior |  |  | 86.71% | 1024460000 | 999859300
| 1024497000 | 86.78% | 84.96% | Interior |  |  | 86.78% | 1024497000 | 999859300
| 1024530000 | 86.73% | 84.96% | Interior |  |  | 86.73% | 1024530000 | 999859300
| 1024544000 | 86.82% | 84.96% | Interior |  |  | 86.82% | 1024544000 | 999859300
| 1024594000 | 86.84% | 84.96% | Interior |  |  | 86.84% | 1024594000 | 999859300
| 1024609000 | 86.73% | 84.96% | Interior |  |  | 86.73% | 1024609000 | 999859300
| 1024668000 | 86.88% | 84.96% | Interior |  |  | 86.88% | 1024668000 | 999859300
| 1024676000 | 86.58% | 84.96% | Interior |  |  | 86.58% | 1024676000 | 999859300
| 1024682000 | 86.9% | 84.96% | Interior |  |  | 86.9% | 1024682000 | 999859300
| 1024697000 | 86.47% | 84.96% | Interior |  |  | 86.47% | 1024697000 | 999859300
| 1024697000 | 86.84% | 84.96% | Interior |  |  | 86.84% | 1024697000 | 999859300
| 1024699000 | 87% | 84.96% | Interior |  |  | 87% | 1024699000 | 999859300
| 1024727000 | 86.5% | 84.96% | Interior |  |  | 86.5% | 1024727000 | 999859300
| 1024742000 | 86.77% | 84.96% | Interior |  |  | 86.77% | 1024742000 | 999859300
| 1024756000 | 86.47% | 84.96% | Interior |  |  | 86.47% | 1024756000 | 999859300
| 1024762000 | 86.83% | 84.96% | Interior |  |  | 86.83% | 1024762000 | 999859300
| 1024837000 | 86.87% | 84.96% | Interior |  |  | 86.87% | 1024837000 | 999859300
| 1024845000 | 86.54% | 84.96% | Interior |  |  | 86.54% | 1024845000 | 999859300
| 1024847000 | 87.08% | 84.96% | Interior |  |  | 87.08% | 1024847000 | 999859300
| 1024930000 | 86.89% | 84.96% | Interior |  |  | 86.89% | 1024930000 | 999859300
| 1024941000 | 86.9% | 84.96% | Interior |  |  | 86.9% | 1024941000 | 999859300
| 1024955000 | 86.53% | 84.96% | Interior |  |  | 86.53% | 1024955000 | 999859300
| 1024981000 | 86.78% | 84.96% | Interior |  |  | 86.78% | 1024981000 | 999859300
| 1025031000 | 86.41% | 84.96% | Interior |  |  | 86.41% | 1025031000 | 999859300
| 1025078000 | 86.82% | 84.96% | Interior |  |  | 86.82% | 1025078000 | 999859300
| 1025107000 | 86.88% | 84.96% | Interior |  |  | 86.88% | 1025107000 | 999859300
| 1025115000 | 86.64% | 84.96% | Interior |  |  | 86.64% | 1025115000 | 999859300
| 1025170000 | 86.72% | 84.96% | Interior |  |  | 86.72% | 1025170000 | 999859300
| 1025172000 | 86.43% | 84.96% | Interior |  |  | 86.43% | 1025172000 | 999859300
| 1025237000 | 86.53% | 84.96% | Interior |  |  | 86.53% | 1025237000 | 999859300
| 1025280000 | 86.61% | 84.96% | Interior |  |  | 86.61% | 1025280000 | 999859300
| 1025296000 | 86.59% | 84.96% | Interior |  |  | 86.59% | 1025296000 | 999859300
| 1025308000 | 86.63% | 84.96% | Interior |  |  | 86.63% | 1025308000 | 999859300
| 1025389000 | 86.47% | 84.96% | Interior |  |  | 86.47% | 1025389000 | 999859300
| 1025389000 | 86.84% | 84.96% | Interior |  |  | 86.84% | 1025389000 | 999859300
| 1025392000 | 86.44% | 84.96% | Interior |  |  | 86.44% | 1025392000 | 999859300
| 1025418000 | 86.5% | 84.96% | Interior |  |  | 86.5% | 1025418000 | 999859300
| 1025437000 | 86.68% | 84.96% | Interior |  |  | 86.68% | 1025437000 | 999859300
| 1025443000 | 86.48% | 84.96% | Interior |  |  | 86.48% | 1025443000 | 999859300
| 1025464000 | 86.58% | 84.96% | Interior |  |  | 86.58% | 1025464000 | 999859300
| 1025475000 | 87.2% | 84.96% | Interior |  |  | 87.2% | 1025475000 | 999859300
| 1025518000 | 86.97% | 84.96% | Interior |  |  | 86.97% | 1025518000 | 999859300
| 1025539000 | 87.08% | 84.96% | Interior |  |  | 87.08% | 1025539000 | 999859300
| 1025605000 | 86.67% | 84.96% | Interior |  |  | 86.67% | 1025605000 | 999859300
| 1025614000 | 87.19% | 84.96% | Interior |  |  | 87.19% | 1025614000 | 999859300
| 1025622000 | 86.89% | 84.96% | Interior |  |  | 86.89% | 1025622000 | 999859300
| 1025641000 | 86.69% | 84.96% | Interior |  |  | 86.69% | 1025641000 | 999859300
| 1025657000 | 86.72% | 84.96% | Interior |  |  | 86.72% | 1025657000 | 999859300
| 1025662000 | 86.43% | 84.96% | Interior |  |  | 86.43% | 1025662000 | 999859300
| 1025679000 | 86.96% | 84.96% | Interior |  |  | 86.96% | 1025679000 | 999859300
| 1025688000 | 86.73% | 84.96% | Interior |  |  | 86.73% | 1025688000 | 999859300
| 1025733000 | 86.53% | 84.96% | Interior |  |  | 86.53% | 1025733000 | 999859300
| 1025742000 | 86.58% | 84.96% | Interior |  |  | 86.58% | 1025742000 | 999859300
| 1025760000 | 86.61% | 84.96% | Interior |  |  | 86.61% | 1025760000 | 999859300
| 1025810000 | 86.68% | 84.96% | Interior |  |  | 86.68% | 1025810000 | 999859300
| 1025810000 | 86.63% | 84.96% | Interior |  |  | 86.63% | 1025810000 | 999859300
| 1025857000 | 86.72% | 84.96% | Interior |  |  | 86.72% | 1025857000 | 999859300
| 1025900000 | 86.74% | 84.96% | Interior |  |  | 86.74% | 1025900000 | 999859300
| 1025913000 | 86.73% | 84.96% | Interior |  |  | 86.73% | 1025913000 | 999859300
| 1025956000 | 86.78% | 84.96% | Interior |  |  | 86.78% | 1025956000 | 999859300
| 1025969000 | 86.47% | 84.96% | Interior |  |  | 86.47% | 1025969000 | 999859300
| 1026005000 | 86.56% | 84.96% | Interior |  |  | 86.56% | 1026005000 | 999859300
| 1026014000 | 86.37% | 84.96% | Interior |  |  | 86.37% | 1026014000 | 999859300
| 1026047000 | 86.77% | 84.96% | Interior |  |  | 86.77% | 1026047000 | 999859300
| 1026053000 | 86.67% | 84.96% | Interior |  |  | 86.67% | 1026053000 | 999859300
| 1026066000 | 86.9% | 84.96% | Interior |  |  | 86.9% | 1026066000 | 999859300
| 1026070000 | 86.73% | 84.96% | Interior |  |  | 86.73% | 1026070000 | 999859300
| 1026083000 | 87% | 84.96% | Interior |  |  | 87% | 1026083000 | 999859300
| 1026126000 | 86.77% | 84.96% | Interior |  |  | 86.77% | 1026126000 | 999859300
| 1026195000 | 86.79% | 84.96% | Interior |  |  | 86.79% | 1026195000 | 999859300
| 1026226000 | 86.42% | 84.96% | Interior |  |  | 86.42% | 1026226000 | 999859300
| 1026235000 | 86.35% | 84.96% | Interior |  |  | 86.35% | 1026235000 | 999859300
| 1026276000 | 86.68% | 84.96% | Interior |  |  | 86.68% | 1026276000 | 999859300
| 1026338000 | 86.53% | 84.96% | Interior |  |  | 86.53% | 1026338000 | 999859300
| 1026349000 | 86.39% | 84.96% | Interior |  |  | 86.39% | 1026349000 | 999859300
| 1026349000 | 86.72% | 84.96% | Interior |  |  | 86.72% | 1026349000 | 999859300
| 1026362000 | 86.61% | 84.96% | Interior |  |  | 86.61% | 1026362000 | 999859300
| 1026365000 | 86.78% | 84.96% | Interior |  |  | 86.78% | 1026365000 | 999859300
| 1026370000 | 86.73% | 84.96% | Interior |  |  | 86.73% | 1026370000 | 999859300
| 1026411000 | 86.79% | 84.96% | Interior |  |  | 86.79% | 1026411000 | 999859300
| 1026498000 | 86.64% | 84.96% | Interior |  |  | 86.64% | 1026498000 | 999859300
| 1026556000 | 86.43% | 84.96% | Interior |  |  | 86.43% | 1026556000 | 999859300
| 1026596000 | 86.51% | 84.96% | Interior |  |  | 86.51% | 1026596000 | 999859300
| 1026605000 | 86.73% | 84.96% | Interior |  |  | 86.73% | 1026605000 | 999859300
| 1026607000 | 86.45% | 84.96% | Interior |  |  | 86.45% | 1026607000 | 999859300
| 1026607000 | 86.85% | 84.96% | Interior |  |  | 86.85% | 1026607000 | 999859300
| 1026621000 | 86.53% | 84.96% | Interior |  |  | 86.53% | 1026621000 | 999859300
| 1026633000 | 86.51% | 84.96% | Interior |  |  | 86.51% | 1026633000 | 999859300
| 1026642000 | 86.48% | 84.96% | Interior |  |  | 86.48% | 1026642000 | 999859300
| 1026683000 | 86.42% | 84.96% | Interior |  |  | 86.42% | 1026683000 | 999859300
| 1026739000 | 86.77% | 84.96% | Interior |  |  | 86.77% | 1026739000 | 999859300
| 1026756000 | 86.38% | 84.96% | Interior |  |  | 86.38% | 1026756000 | 999859300
| 1026773000 | 86.84% | 84.96% | Interior |  |  | 86.84% | 1026773000 | 999859300
| 1026776000 | 86.44% | 84.96% | Interior |  |  | 86.44% | 1026776000 | 999859300
| 1026779000 | 87.09% | 84.96% | Interior |  |  | 87.09% | 1026779000 | 999859300
| 1026802000 | 86.5% | 84.96% | Interior |  |  | 86.5% | 1026802000 | 999859300
| 1026843000 | 86.9% | 84.96% | Interior |  |  | 86.9% | 1026843000 | 999859300
| 1026854000 | 86.41% | 84.96% | Interior |  |  | 86.41% | 1026854000 | 999859300
| 1026922000 | 87.08% | 84.96% | Interior |  |  | 87.08% | 1026922000 | 999859300
| 1026957000 | 86.59% | 84.96% | Interior |  |  | 86.59% | 1026957000 | 999859300
| 1026957000 | 86.62% | 84.96% | Interior |  |  | 86.62% | 1026957000 | 999859300
| 1026966000 | 86.39% | 84.96% | Interior |  |  | 86.39% | 1026966000 | 999859300
| 1026975000 | 86.33% | 84.96% | Interior |  |  | 86.33% | 1026975000 | 999859300
| 1027001000 | 86.63% | 84.96% | Interior |  |  | 86.63% | 1027001000 | 999859300
| 1027006000 | 86.89% | 84.96% | Interior |  |  | 86.89% | 1027006000 | 999859300
| 1027046000 | 86.43% | 84.96% | Interior |  |  | 86.43% | 1027046000 | 999859300
| 1027073000 | 86.51% | 84.96% | Interior |  |  | 86.51% | 1027073000 | 999859300
| 1027083000 | 86.47% | 84.96% | Interior |  |  | 86.47% | 1027083000 | 999859300
| 1027103000 | 86.79% | 84.96% | Interior |  |  | 86.79% | 1027103000 | 999859300
| 1027116000 | 86.53% | 84.96% | Interior |  |  | 86.53% | 1027116000 | 999859300
| 1027125000 | 86.58% | 84.96% | Interior |  |  | 86.58% | 1027125000 | 999859300
| 1027170000 | 86.62% | 84.96% | Interior |  |  | 86.62% | 1027170000 | 999859300
| 1027194000 | 86.63% | 84.96% | Interior |  |  | 86.63% | 1027194000 | 999859300
| 1027214000 | 86.64% | 84.96% | Interior |  |  | 86.64% | 1027214000 | 999859300
| 1027267000 | 86.68% | 84.96% | Interior |  |  | 86.68% | 1027267000 | 999859300
| 1027277000 | 86.37% | 84.96% | Interior |  |  | 86.37% | 1027277000 | 999859300
| 1027284000 | 86.67% | 84.96% | Interior |  |  | 86.67% | 1027284000 | 999859300
| 1027293000 | 86.26% | 84.96% | Interior |  |  | 86.26% | 1027293000 | 999859300
| 1027340000 | 86.83% | 84.96% | Interior |  |  | 86.83% | 1027340000 | 999859300
| 1027366000 | 86.57% | 84.96% | Interior |  |  | 86.57% | 1027366000 | 999859300
| 1027383000 | 86.63% | 84.96% | Interior |  |  | 86.63% | 1027383000 | 999859300
| 1027388000 | 86.56% | 84.96% | Interior |  |  | 86.56% | 1027388000 | 999859300
| 1027437000 | 86.67% | 84.96% | Interior |  |  | 86.67% | 1027437000 | 999859300
| 1027449000 | 86.9% | 84.96% | Interior |  |  | 86.9% | 1027449000 | 999859300
| 1027480000 | 86.65% | 84.96% | Interior |  |  | 86.65% | 1027480000 | 999859300
| 1027489000 | 86.69% | 84.96% | Interior |  |  | 86.69% | 1027489000 | 999859300
| 1027524000 | 86.32% | 84.96% | Interior |  |  | 86.32% | 1027524000 | 999859300
| 1027559000 | 86.62% | 84.96% | Interior |  |  | 86.62% | 1027559000 | 999859300
| 1027570000 | 86.68% | 84.96% | Interior |  |  | 86.68% | 1027570000 | 999859300
| 1027589000 | 86.58% | 84.96% | Interior |  |  | 86.58% | 1027589000 | 999859300
| 1027592000 | 86.32% | 84.96% | Interior |  |  | 86.32% | 1027592000 | 999859300
| 1027596000 | 86.29% | 84.96% | Interior |  |  | 86.29% | 1027596000 | 999859300
| 1027609000 | 86.42% | 84.96% | Interior |  |  | 86.42% | 1027609000 | 999859300
| 1027618000 | 86.35% | 84.96% | Interior |  |  | 86.35% | 1027618000 | 999859300
| 1027625000 | 86.51% | 84.96% | Interior |  |  | 86.51% | 1027625000 | 999859300
| 1027649000 | 86.62% | 84.96% | Interior |  |  | 86.62% | 1027649000 | 999859300
| 1027660000 | 86.68% | 84.96% | Interior |  |  | 86.68% | 1027660000 | 999859300
| 1027722000 | 86.53% | 84.96% | Interior |  |  | 86.53% | 1027722000 | 999859300
| 1027754000 | 86.73% | 84.96% | Interior |  |  | 86.73% | 1027754000 | 999859300
| 1027818000 | 86.74% | 84.96% | Interior |  |  | 86.74% | 1027818000 | 999859300
| 1027866000 | 86.23% | 84.96% | Interior |  |  | 86.23% | 1027866000 | 999859300
| 1027882000 | 86.64% | 84.96% | Interior |  |  | 86.64% | 1027882000 | 999859300
| 1027885000 | 86.63% | 84.96% | Interior |  |  | 86.63% | 1027885000 | 999859300
| 1027900000 | 86.38% | 84.96% | Interior |  |  | 86.38% | 1027900000 | 999859300
| 1027939000 | 86.43% | 84.96% | Interior |  |  | 86.43% | 1027939000 | 999859300
| 1027954000 | 86.79% | 84.96% | Interior |  |  | 86.79% | 1027954000 | 999859300
| 1027976000 | 86.67% | 84.96% | Interior |  |  | 86.67% | 1027976000 | 999859300
| 1027988000 | 86.73% | 84.96% | Interior |  |  | 86.73% | 1027988000 | 999859300
| 1028081000 | 86.28% | 84.96% | Interior |  |  | 86.28% | 1028081000 | 999859300
| 1028112000 | 86.49% | 84.96% | Interior |  |  | 86.49% | 1028112000 | 999859300
| 1028123000 | 86.77% | 84.96% | Interior |  |  | 86.77% | 1028123000 | 999859300
| 1028141000 | 86.9% | 84.96% | Interior |  |  | 86.9% | 1028141000 | 999859300
| 1028152000 | 86.41% | 84.96% | Interior |  |  | 86.41% | 1028152000 | 999859300
| 1028165000 | 86.4% | 84.96% | Interior |  |  | 86.4% | 1028165000 | 999859300
| 1028212000 | 86.33% | 84.96% | Interior |  |  | 86.33% | 1028212000 | 999859300
| 1028262000 | 86.68% | 84.96% | Interior |  |  | 86.68% | 1028262000 | 999859300
| 1028270000 | 86.52% | 84.96% | Interior |  |  | 86.52% | 1028270000 | 999859300
| 1028281000 | 86.48% | 84.96% | Interior |  |  | 86.48% | 1028281000 | 999859300
| 1028283000 | 86.32% | 84.96% | Interior |  |  | 86.32% | 1028283000 | 999859300
| 1028287000 | 86.29% | 84.96% | Interior |  |  | 86.29% | 1028287000 | 999859300
| 1028288000 | 86.22% | 84.96% | Interior |  |  | 86.22% | 1028288000 | 999859300
| 1028318000 | 86.53% | 84.96% | Interior |  |  | 86.53% | 1028318000 | 999859300
| 1028322000 | 86.4% | 84.96% | Interior |  |  | 86.4% | 1028322000 | 999859300
| 1028323000 | 86.81% | 84.96% | Interior |  |  | 86.81% | 1028323000 | 999859300
| 1028359000 | 86.33% | 84.96% | Interior |  |  | 86.33% | 1028359000 | 999859300
| 1028379000 | 86.26% | 84.96% | Interior |  |  | 86.26% | 1028379000 | 999859300
| 1028386000 | 86.41% | 84.96% | Interior |  |  | 86.41% | 1028386000 | 999859300
| 1028424000 | 86.39% | 84.96% | Interior |  |  | 86.39% | 1028424000 | 999859300
| 1028429000 | 86.43% | 84.96% | Interior |  |  | 86.43% | 1028429000 | 999859300
| 1028487000 | 86.79% | 84.96% | Interior |  |  | 86.79% | 1028487000 | 999859300
| 1028487000 | 86.52% | 84.96% | Interior |  |  | 86.52% | 1028487000 | 999859300
| 1028500000 | 86.53% | 84.96% | Interior |  |  | 86.53% | 1028500000 | 999859300
| 1028527000 | 86.54% | 84.96% | Interior |  |  | 86.54% | 1028527000 | 999859300
| 1028571000 | 86.57% | 84.96% | Interior |  |  | 86.57% | 1028571000 | 999859300
| 1028580000 | 86.58% | 84.96% | Interior |  |  | 86.58% | 1028580000 | 999859300
| 1028590000 | 86.27% | 84.96% | Interior |  |  | 86.27% | 1028590000 | 999859300
| 1028593000 | 86.16% | 84.96% | Interior |  |  | 86.16% | 1028593000 | 999859300
| 1028680000 | 86.47% | 84.96% | Interior |  |  | 86.47% | 1028680000 | 999859300
| 1028686000 | 86.66% | 84.96% | Interior |  |  | 86.66% | 1028686000 | 999859300
| 1028696000 | 86.53% | 84.96% | Interior |  |  | 86.53% | 1028696000 | 999859300
| 1028750000 | 86.57% | 84.96% | Interior |  |  | 86.57% | 1028750000 | 999859300
| 1028759000 | 86.73% | 84.96% | Interior |  |  | 86.73% | 1028759000 | 999859300
| 1028772000 | 86.56% | 84.96% | Interior |  |  | 86.56% | 1028772000 | 999859300
| 1028802000 | 86.59% | 84.96% | Interior |  |  | 86.59% | 1028802000 | 999859300
| 1028820000 | 86.51% | 84.96% | Interior |  |  | 86.51% | 1028820000 | 999859300
| 1028826000 | 86.58% | 84.96% | Interior |  |  | 86.58% | 1028826000 | 999859300
| 1028834000 | 86.22% | 84.96% | Interior |  |  | 86.22% | 1028834000 | 999859300
| 1028857000 | 86.4% | 84.96% | Interior |  |  | 86.4% | 1028857000 | 999859300
| 1028902000 | 86.48% | 84.96% | Interior |  |  | 86.48% | 1028902000 | 999859300
| 1028907000 | 86.32% | 84.96% | Interior |  |  | 86.32% | 1028907000 | 999859300
| 1028922000 | 86.4% | 84.96% | Interior |  |  | 86.4% | 1028922000 | 999859300
| 1028942000 | 86.62% | 84.96% | Interior |  |  | 86.62% | 1028942000 | 999859300
| 1028962000 | 86.52% | 84.96% | Interior |  |  | 86.52% | 1028962000 | 999859300
| 1028973000 | 86.58% | 84.96% | Interior |  |  | 86.58% | 1028973000 | 999859300
| 1028993000 | 86.42% | 84.96% | Interior |  |  | 86.42% | 1028993000 | 999859300
| 1029098000 | 86.64% | 84.96% | Interior |  |  | 86.64% | 1029098000 | 999859300
| 1029105000 | 86.53% | 84.96% | Interior |  |  | 86.53% | 1029105000 | 999859300
| 1029113000 | 86.17% | 84.96% | Interior |  |  | 86.17% | 1029113000 | 999859300
| 1029144000 | 86.2% | 84.96% | Interior |  |  | 86.2% | 1029144000 | 999859300
| 1029179000 | 86.27% | 84.96% | Interior |  |  | 86.27% | 1029179000 | 999859300
| 1029188000 | 86.68% | 84.96% | Interior |  |  | 86.68% | 1029188000 | 999859300
| 1029192000 | 86.53% | 84.96% | Interior |  |  | 86.53% | 1029192000 | 999859300
| 1029247000 | 86.57% | 84.96% | Interior |  |  | 86.57% | 1029247000 | 999859300
| 1029249000 | 86.23% | 84.96% | Interior |  |  | 86.23% | 1029249000 | 999859300
| 1029262000 | 86.57% | 84.96% | Interior |  |  | 86.57% | 1029262000 | 999859300
| 1029265000 | 86.64% | 84.96% | Interior |  |  | 86.64% | 1029265000 | 999859300
| 1029269000 | 86.63% | 84.96% | Interior |  |  | 86.63% | 1029269000 | 999859300
| 1029284000 | 86.31% | 84.96% | Interior |  |  | 86.31% | 1029284000 | 999859300
| 1029312000 | 86.17% | 84.96% | Interior |  |  | 86.17% | 1029312000 | 999859300
| 1029359000 | 86.67% | 84.96% | Interior |  |  | 86.67% | 1029359000 | 999859300
| 1029374000 | 86.91% | 84.96% | Interior |  |  | 86.91% | 1029374000 | 999859300
| 1029415000 | 86.83% | 84.96% | Interior |  |  | 86.83% | 1029415000 | 999859300
| 1029476000 | 86.69% | 84.96% | Interior |  |  | 86.69% | 1029476000 | 999859300
| 1029483000 | 86.22% | 84.96% | Interior |  |  | 86.22% | 1029483000 | 999859300
| 1029497000 | 86.33% | 84.96% | Interior |  |  | 86.33% | 1029497000 | 999859300
| 1029518000 | 86.58% | 84.96% | Interior |  |  | 86.58% | 1029518000 | 999859300
| 1029525000 | 86.9% | 84.96% | Interior |  |  | 86.9% | 1029525000 | 999859300
| 1029583000 | 86.42% | 84.96% | Interior |  |  | 86.42% | 1029583000 | 999859300
| 1029591000 | 86.28% | 84.96% | Interior |  |  | 86.28% | 1029591000 | 999859300
| 1029596000 | 86.33% | 84.96% | Interior |  |  | 86.33% | 1029596000 | 999859300
| 1029602000 | 86.41% | 84.96% | Interior |  |  | 86.41% | 1029602000 | 999859300
| 1029620000 | 86.13% | 84.96% | Interior |  |  | 86.13% | 1029620000 | 999859300
| 1029638000 | 86.4% | 84.96% | Interior |  |  | 86.4% | 1029638000 | 999859300
| 1029645000 | 86.68% | 84.96% | Interior |  |  | 86.68% | 1029645000 | 999859300
| 1029667000 | 86.32% | 84.96% | Interior |  |  | 86.32% | 1029667000 | 999859300
| 1029672000 | 86.22% | 84.96% | Interior |  |  | 86.22% | 1029672000 | 999859300
| 1029699000 | 86.31% | 84.96% | Interior |  |  | 86.31% | 1029699000 | 999859300
| 1029742000 | 86.33% | 84.96% | Interior |  |  | 86.33% | 1029742000 | 999859300
| 1029763000 | 86.26% | 84.96% | Interior |  |  | 86.26% | 1029763000 | 999859300
| 1029808000 | 86.39% | 84.96% | Interior |  |  | 86.39% | 1029808000 | 999859300
| 1029813000 | 86.43% | 84.96% | Interior |  |  | 86.43% | 1029813000 | 999859300
| 1029845000 | 86.44% | 84.96% | Interior |  |  | 86.44% | 1029845000 | 999859300
| 1029866000 | 86.28% | 84.96% | Interior |  |  | 86.28% | 1029866000 | 999859300
| 1029878000 | 86.46% | 84.96% | Interior |  |  | 86.46% | 1029878000 | 999859300
| 1029893000 | 86.48% | 84.96% | Interior |  |  | 86.48% | 1029893000 | 999859300
| 1029903000 | 86.17% | 84.96% | Interior |  |  | 86.17% | 1029903000 | 999859300
| 1029905000 | 86.06% | 84.96% | Interior |  |  | 86.06% | 1029905000 | 999859300
| 1029957000 | 86.64% | 84.96% | Interior |  |  | 86.64% | 1029957000 | 999859300
| 1030000000 | 86.37% | 84.96% | Interior |  |  | 86.37% | 1030000000 | 999859300
| 1030014000 | 86.43% | 84.96% | Interior |  |  | 86.43% | 1030014000 | 999859300
| 1030063000 | 86.47% | 84.96% | Interior |  |  | 86.47% | 1030063000 | 999859300
| 1030069000 | 86.66% | 84.96% | Interior |  |  | 86.66% | 1030069000 | 999859300
| 1030115000 | 86.49% | 84.96% | Interior |  |  | 86.49% | 1030115000 | 999859300
| 1030117000 | 86.41% | 84.96% | Interior |  |  | 86.41% | 1030117000 | 999859300
| 1030119000 | 86.47% | 84.96% | Interior |  |  | 86.47% | 1030119000 | 999859300
| 1030143000 | 86.73% | 84.96% | Interior |  |  | 86.73% | 1030143000 | 999859300
| 1030147000 | 86.12% | 84.96% | Interior |  |  | 86.12% | 1030147000 | 999859300
| 1030155000 | 86.56% | 84.96% | Interior |  |  | 86.56% | 1030155000 | 999859300
| 1030204000 | 86.51% | 84.96% | Interior |  |  | 86.51% | 1030204000 | 999859300
| 1030215000 | 86.38% | 84.96% | Interior |  |  | 86.38% | 1030215000 | 999859300
| 1030217000 | 86.22% | 84.96% | Interior |  |  | 86.22% | 1030217000 | 999859300
| 1030231000 | 86.3% | 84.96% | Interior |  |  | 86.3% | 1030231000 | 999859300
| 1030275000 | 86.42% | 84.96% | Interior |  |  | 86.42% | 1030275000 | 999859300
| 1030286000 | 86.48% | 84.96% | Interior |  |  | 86.48% | 1030286000 | 999859300
| 1030291000 | 86.32% | 84.96% | Interior |  |  | 86.32% | 1030291000 | 999859300
| 1030376000 | 86.42% | 84.96% | Interior |  |  | 86.42% | 1030376000 | 999859300
| 1030403000 | 86.54% | 84.96% | Interior |  |  | 86.54% | 1030403000 | 999859300
| 1030474000 | 86.58% | 84.96% | Interior |  |  | 86.58% | 1030474000 | 999859300
| 1030479000 | 86.17% | 84.96% | Interior |  |  | 86.17% | 1030479000 | 999859300
| 1030489000 | 86.47% | 84.96% | Interior |  |  | 86.47% | 1030489000 | 999859300
| 1030489000 | 86.53% | 84.96% | Interior |  |  | 86.53% | 1030489000 | 999859300
| 1030497000 | 86.17% | 84.96% | Interior |  |  | 86.17% | 1030497000 | 999859300
| 1030500000 | 86.14% | 84.96% | Interior |  |  | 86.14% | 1030500000 | 999859300
| 1030504000 | 86.18% | 84.96% | Interior |  |  | 86.18% | 1030504000 | 999859300
| 1030505000 | 86.43% | 84.96% | Interior |  |  | 86.43% | 1030505000 | 999859300
| 1030569000 | 86.46% | 84.96% | Interior |  |  | 86.46% | 1030569000 | 999859300
| 1030575000 | 86.53% | 84.96% | Interior |  |  | 86.53% | 1030575000 | 999859300
| 1030586000 | 86.06% | 84.96% | Interior |  |  | 86.06% | 1030586000 | 999859300
| 1030611000 | 86.12% | 84.96% | Interior |  |  | 86.12% | 1030611000 | 999859300
| 1030633000 | 86.23% | 84.96% | Interior |  |  | 86.23% | 1030633000 | 999859300
| 1030646000 | 86.84% | 84.96% | Interior |  |  | 86.84% | 1030646000 | 999859300
| 1030646000 | 86.57% | 84.96% | Interior |  |  | 86.57% | 1030646000 | 999859300
| 1030683000 | 86.05% | 84.96% | Interior |  |  | 86.05% | 1030683000 | 999859300
| 1030730000 | 86.59% | 84.96% | Interior |  |  | 86.59% | 1030730000 | 999859300
| 1030764000 | 86.12% | 84.96% | Interior |  |  | 86.12% | 1030764000 | 999859300
| 1030787000 | 86.08% | 84.96% | Interior |  |  | 86.08% | 1030787000 | 999859300
| 1030793000 | 86.48% | 84.96% | Interior |  |  | 86.48% | 1030793000 | 999859300
| 1030797000 | 86.42% | 84.96% | Interior |  |  | 86.42% | 1030797000 | 999859300
| 1030799000 | 86.83% | 84.96% | Interior |  |  | 86.83% | 1030799000 | 999859300
| 1030811000 | 86.47% | 84.96% | Interior |  |  | 86.47% | 1030811000 | 999859300
| 1030835000 | 86.73% | 84.96% | Interior |  |  | 86.73% | 1030835000 | 999859300
| 1030865000 | 86.3% | 84.96% | Interior |  |  | 86.3% | 1030865000 | 999859300
| 1030866000 | 86.22% | 84.96% | Interior |  |  | 86.22% | 1030866000 | 999859300
| 1030893000 | 86.3% | 84.96% | Interior |  |  | 86.3% | 1030893000 | 999859300
| 1030896000 | 86.32% | 84.96% | Interior |  |  | 86.32% | 1030896000 | 999859300
| 1030902000 | 86.58% | 84.96% | Interior |  |  | 86.58% | 1030902000 | 999859300
| 1030980000 | 86.33% | 84.96% | Interior |  |  | 86.33% | 1030980000 | 999859300
| 1031003000 | 86.34% | 84.96% | Interior |  |  | 86.34% | 1031003000 | 999859300
| 1031004000 | 86.13% | 84.96% | Interior |  |  | 86.13% | 1031004000 | 999859300
| 1031027000 | 86.21% | 84.96% | Interior |  |  | 86.21% | 1031027000 | 999859300
| 1031054000 | 86.23% | 84.96% | Interior |  |  | 86.23% | 1031054000 | 999859300
| 1031056000 | 86.22% | 84.96% | Interior |  |  | 86.22% | 1031056000 | 999859300
| 1031063000 | 86.29% | 84.96% | Interior |  |  | 86.29% | 1031063000 | 999859300
| 1031068000 | 86.24% | 84.96% | Interior |  |  | 86.24% | 1031068000 | 999859300
| 1031126000 | 86.33% | 84.96% | Interior |  |  | 86.33% | 1031126000 | 999859300
| 1031172000 | 86.65% | 84.96% | Interior |  |  | 86.65% | 1031172000 | 999859300
| 1031173000 | 86.32% | 84.96% | Interior |  |  | 86.32% | 1031173000 | 999859300
| 1031181000 | 86.53% | 84.96% | Interior |  |  | 86.53% | 1031181000 | 999859300
| 1031191000 | 86.36% | 84.96% | Interior |  |  | 86.36% | 1031191000 | 999859300
| 1031192000 | 86.14% | 84.96% | Interior |  |  | 86.14% | 1031192000 | 999859300
| 1031196000 | 86.18% | 84.96% | Interior |  |  | 86.18% | 1031196000 | 999859300
| 1031213000 | 86.38% | 84.96% | Interior |  |  | 86.38% | 1031213000 | 999859300
| 1031217000 | 86.07% | 84.96% | Interior |  |  | 86.07% | 1031217000 | 999859300
| 1031218000 | 85.96% | 84.96% | Interior |  |  | 85.96% | 1031218000 | 999859300
| 1031219000 | 86.2% | 84.96% | Interior |  |  | 86.2% | 1031219000 | 999859300
| 1031225000 | 86.22% | 84.96% | Interior |  |  | 86.22% | 1031225000 | 999859300
| 1031302000 | 86.12% | 84.96% | Interior |  |  | 86.12% | 1031302000 | 999859300
| 1031323000 | 86.57% | 84.96% | Interior |  |  | 86.57% | 1031323000 | 999859300
| 1031341000 | 86.64% | 84.96% | Interior |  |  | 86.64% | 1031341000 | 999859300
| 1031384000 | 86.37% | 84.96% | Interior |  |  | 86.37% | 1031384000 | 999859300
| 1031426000 | 86.31% | 84.96% | Interior |  |  | 86.31% | 1031426000 | 999859300
| 1031427000 | 86.37% | 84.96% | Interior |  |  | 86.37% | 1031427000 | 999859300
| 1031428000 | 86.39% | 84.96% | Interior |  |  | 86.39% | 1031428000 | 999859300
| 1031453000 | 86.66% | 84.96% | Interior |  |  | 86.66% | 1031453000 | 999859300
| 1031460000 | 86.02% | 84.96% | Interior |  |  | 86.02% | 1031460000 | 999859300
| 1031495000 | 86.5% | 84.96% | Interior |  |  | 86.5% | 1031495000 | 999859300
| 1031501000 | 86.41% | 84.96% | Interior |  |  | 86.41% | 1031501000 | 999859300
| 1031530000 | 86.12% | 84.96% | Interior |  |  | 86.12% | 1031530000 | 999859300
| 1031539000 | 86.56% | 84.96% | Interior |  |  | 86.56% | 1031539000 | 999859300
| 1031540000 | 86.28% | 84.96% | Interior |  |  | 86.28% | 1031540000 | 999859300
| 1031544000 | 86.2% | 84.96% | Interior |  |  | 86.2% | 1031544000 | 999859300
| 1031588000 | 86.32% | 84.96% | Interior |  |  | 86.32% | 1031588000 | 999859300
| 1031599000 | 86.38% | 84.96% | Interior |  |  | 86.38% | 1031599000 | 999859300
| 1031601000 | 86.22% | 84.96% | Interior |  |  | 86.22% | 1031601000 | 999859300
| 1031674000 | 86.32% | 84.96% | Interior |  |  | 86.32% | 1031674000 | 999859300
| 1031716000 | 86.44% | 84.96% | Interior |  |  | 86.44% | 1031716000 | 999859300
| 1031759000 | 86.24% | 84.96% | Interior |  |  | 86.24% | 1031759000 | 999859300
| 1031760000 | 86.42% | 84.96% | Interior |  |  | 86.42% | 1031760000 | 999859300
| 1031764000 | 86.36% | 84.96% | Interior |  |  | 86.36% | 1031764000 | 999859300
| 1031778000 | 86.07% | 84.96% | Interior |  |  | 86.07% | 1031778000 | 999859300
| 1031781000 | 86.48% | 84.96% | Interior |  |  | 86.48% | 1031781000 | 999859300
| 1031790000 | 86.33% | 84.96% | Interior |  |  | 86.33% | 1031790000 | 999859300
| 1031791000 | 86.07% | 84.96% | Interior |  |  | 86.07% | 1031791000 | 999859300
| 1031818000 | 86.33% | 84.96% | Interior |  |  | 86.33% | 1031818000 | 999859300
| 1031870000 | 85.96% | 84.96% | Interior |  |  | 85.96% | 1031870000 | 999859300
| 1031882000 | 86.36% | 84.96% | Interior |  |  | 86.36% | 1031882000 | 999859300
| 1031888000 | 86.43% | 84.96% | Interior |  |  | 86.43% | 1031888000 | 999859300
| 1031953000 | 86.46% | 84.96% | Interior |  |  | 86.46% | 1031953000 | 999859300
| 1032022000 | 86.49% | 84.96% | Interior |  |  | 86.49% | 1032022000 | 999859300
| 1032027000 | 86.02% | 84.96% | Interior |  |  | 86.02% | 1032027000 | 999859300
| 1032038000 | 85.99% | 84.96% | Interior |  |  | 85.99% | 1032038000 | 999859300
| 1032050000 | 86.38% | 84.96% | Interior |  |  | 86.38% | 1032050000 | 999859300
| 1032059000 | 86.31% | 84.96% | Interior |  |  | 86.31% | 1032059000 | 999859300
| 1032061000 | 86.74% | 84.96% | Interior |  |  | 86.74% | 1032061000 | 999859300
| 1032065000 | 86.02% | 84.96% | Interior |  |  | 86.02% | 1032065000 | 999859300
| 1032067000 | 86.05% | 84.96% | Interior |  |  | 86.05% | 1032067000 | 999859300
| 1032090000 | 86.13% | 84.96% | Interior |  |  | 86.13% | 1032090000 | 999859300
| 1032119000 | 86.37% | 84.96% | Interior |  |  | 86.37% | 1032119000 | 999859300
| 1032145000 | 86.2% | 84.96% | Interior |  |  | 86.2% | 1032145000 | 999859300
| 1032148000 | 86.12% | 84.96% | Interior |  |  | 86.12% | 1032148000 | 999859300
| 1032177000 | 86.48% | 84.96% | Interior |  |  | 86.48% | 1032177000 | 999859300
| 1032180000 | 86.42% | 84.96% | Interior |  |  | 86.42% | 1032180000 | 999859300
| 1032195000 | 86.47% | 84.96% | Interior |  |  | 86.47% | 1032195000 | 999859300
| 1032218000 | 86.73% | 84.96% | Interior |  |  | 86.73% | 1032218000 | 999859300
| 1032224000 | 86.22% | 84.96% | Interior |  |  | 86.22% | 1032224000 | 999859300
| 1032250000 | 86.22% | 84.96% | Interior |  |  | 86.22% | 1032250000 | 999859300
| 1032341000 | 85.93% | 84.96% | Interior |  |  | 85.93% | 1032341000 | 999859300
| 1032363000 | 86.33% | 84.96% | Interior |  |  | 86.33% | 1032363000 | 999859300
| 1032387000 | 86.13% | 84.96% | Interior |  |  | 86.13% | 1032387000 | 999859300
| 1032392000 | 86.54% | 84.96% | Interior |  |  | 86.54% | 1032392000 | 999859300
| 1032404000 | 86.15% | 84.96% | Interior |  |  | 86.15% | 1032404000 | 999859300
| 1032432000 | 86.21% | 84.96% | Interior |  |  | 86.21% | 1032432000 | 999859300
| 1032439000 | 86.22% | 84.96% | Interior |  |  | 86.22% | 1032439000 | 999859300
| 1032452000 | 86.42% | 84.96% | Interior |  |  | 86.42% | 1032452000 | 999859300
| 1032470000 | 86.07% | 84.96% | Interior |  |  | 86.07% | 1032470000 | 999859300
| 1032504000 | 86.26% | 84.96% | Interior |  |  | 86.26% | 1032504000 | 999859300
| 1032531000 | 85.86% | 84.96% | Interior |  |  | 85.86% | 1032531000 | 999859300
| 1032535000 | 86.58% | 84.96% | Interior |  |  | 86.58% | 1032535000 | 999859300
| 1032537000 | 86.25% | 84.96% | Interior |  |  | 86.25% | 1032537000 | 999859300
| 1032555000 | 85.97% | 84.96% | Interior |  |  | 85.97% | 1032555000 | 999859300
| 1032564000 | 86.47% | 84.96% | Interior |  |  | 86.47% | 1032564000 | 999859300
| 1032564000 | 86.53% | 84.96% | Interior |  |  | 86.53% | 1032564000 | 999859300
| 1032575000 | 86.14% | 84.96% | Interior |  |  | 86.14% | 1032575000 | 999859300
| 1032603000 | 86.2% | 84.96% | Interior |  |  | 86.2% | 1032603000 | 999859300
| 1032631000 | 86.09% | 84.96% | Interior |  |  | 86.09% | 1032631000 | 999859300
| 1032699000 | 86.17% | 84.96% | Interior |  |  | 86.17% | 1032699000 | 999859300
| 1032706000 | 86.57% | 84.96% | Interior |  |  | 86.57% | 1032706000 | 999859300
| 1032708000 | 86.23% | 84.96% | Interior |  |  | 86.23% | 1032708000 | 999859300
| 1032740000 | 86.21% | 84.96% | Interior |  |  | 86.21% | 1032740000 | 999859300
| 1032741000 | 86.27% | 84.96% | Interior |  |  | 86.27% | 1032741000 | 999859300
| 1032747000 | 86.1% | 84.96% | Interior |  |  | 86.1% | 1032747000 | 999859300
| 1032753000 | 86.29% | 84.96% | Interior |  |  | 86.29% | 1032753000 | 999859300
| 1032778000 | 85.92% | 84.96% | Interior |  |  | 85.92% | 1032778000 | 999859300
| 1032810000 | 86.31% | 84.96% | Interior |  |  | 86.31% | 1032810000 | 999859300
| 1032844000 | 86.02% | 84.96% | Interior |  |  | 86.02% | 1032844000 | 999859300
| 1032857000 | 86.1% | 84.96% | Interior |  |  | 86.1% | 1032857000 | 999859300
| 1032868000 | 86.48% | 84.96% | Interior |  |  | 86.48% | 1032868000 | 999859300
| 1032882000 | 86.72% | 84.96% | Interior |  |  | 86.72% | 1032882000 | 999859300
| 1032914000 | 86.12% | 84.96% | Interior |  |  | 86.12% | 1032914000 | 999859300
| 1032915000 | 86.22% | 84.96% | Interior |  |  | 86.22% | 1032915000 | 999859300
| 1032922000 | 86.56% | 84.96% | Interior |  |  | 86.56% | 1032922000 | 999859300
| 1032924000 | 86.28% | 84.96% | Interior |  |  | 86.28% | 1032924000 | 999859300
| 1032984000 | 86.22% | 84.96% | Interior |  |  | 86.22% | 1032984000 | 999859300
| 1032988000 | 86.34% | 84.96% | Interior |  |  | 86.34% | 1032988000 | 999859300
| 1033007000 | 86.4% | 84.96% | Interior |  |  | 86.4% | 1033007000 | 999859300
| 1033030000 | 86.34% | 84.96% | Interior |  |  | 86.34% | 1033030000 | 999859300
| 1033040000 | 86.71% | 84.96% | Interior |  |  | 86.71% | 1033040000 | 999859300
| 1033058000 | 86.32% | 84.96% | Interior |  |  | 86.32% | 1033058000 | 999859300
| 1033062000 | 85.97% | 84.96% | Interior |  |  | 85.97% | 1033062000 | 999859300
| 1033063000 | 86.26% | 84.96% | Interior |  |  | 86.26% | 1033063000 | 999859300
| 1033094000 | 86.38% | 84.96% | Interior |  |  | 86.38% | 1033094000 | 999859300
| 1033104000 | 85.97% | 84.96% | Interior |  |  | 85.97% | 1033104000 | 999859300
| 1033131000 | 86.22% | 84.96% | Interior |  |  | 86.22% | 1033131000 | 999859300
| 1033143000 | 86.24% | 84.96% | Interior |  |  | 86.24% | 1033143000 | 999859300
| 1033174000 | 85.86% | 84.96% | Interior |  |  | 85.86% | 1033174000 | 999859300
| 1033195000 | 86.26% | 84.96% | Interior |  |  | 86.26% | 1033195000 | 999859300
| 1033201000 | 86.33% | 84.96% | Interior |  |  | 86.33% | 1033201000 | 999859300
| 1033266000 | 86.36% | 84.96% | Interior |  |  | 86.36% | 1033266000 | 999859300
| 1033330000 | 86.27% | 84.96% | Interior |  |  | 86.27% | 1033330000 | 999859300
| 1033330000 | 86.39% | 84.96% | Interior |  |  | 86.39% | 1033330000 | 999859300
| 1033339000 | 86.21% | 84.96% | Interior |  |  | 86.21% | 1033339000 | 999859300
| 1033368000 | 86.67% | 84.96% | Interior |  |  | 86.67% | 1033368000 | 999859300
| 1033378000 | 85.92% | 84.96% | Interior |  |  | 85.92% | 1033378000 | 999859300
| 1033421000 | 85.99% | 84.96% | Interior |  |  | 85.99% | 1033421000 | 999859300
| 1033432000 | 86.27% | 84.96% | Interior |  |  | 86.27% | 1033432000 | 999859300
| 1033434000 | 86.38% | 84.96% | Interior |  |  | 86.38% | 1033434000 | 999859300
| 1033443000 | 86.31% | 84.96% | Interior |  |  | 86.31% | 1033443000 | 999859300
| 1033446000 | 86.1% | 84.96% | Interior |  |  | 86.1% | 1033446000 | 999859300
| 1033449000 | 86.02% | 84.96% | Interior |  |  | 86.02% | 1033449000 | 999859300
| 1033450000 | 86.05% | 84.96% | Interior |  |  | 86.05% | 1033450000 | 999859300
| 1033502000 | 86.03% | 84.96% | Interior |  |  | 86.03% | 1033502000 | 999859300
| 1033503000 | 86.37% | 84.96% | Interior |  |  | 86.37% | 1033503000 | 999859300
| 1033528000 | 86.66% | 84.96% | Interior |  |  | 86.66% | 1033528000 | 999859300
| 1033531000 | 86.12% | 84.96% | Interior |  |  | 86.12% | 1033531000 | 999859300
| 1033546000 | 85.97% | 84.96% | Interior |  |  | 85.97% | 1033546000 | 999859300
| 1033564000 | 86.42% | 84.96% | Interior |  |  | 86.42% | 1033564000 | 999859300
| 1033570000 | 85.87% | 84.96% | Interior |  |  | 85.87% | 1033570000 | 999859300
| 1033614000 | 86.56% | 84.96% | Interior |  |  | 86.56% | 1033614000 | 999859300
| 1033624000 | 85.9% | 84.96% | Interior |  |  | 85.9% | 1033624000 | 999859300
| 1033633000 | 86.22% | 84.96% | Interior |  |  | 86.22% | 1033633000 | 999859300
| 1033662000 | 86.44% | 84.96% | Interior |  |  | 86.44% | 1033662000 | 999859300
| 1033724000 | 85.93% | 84.96% | Interior |  |  | 85.93% | 1033724000 | 999859300
| 1033739000 | 86.01% | 84.96% | Interior |  |  | 86.01% | 1033739000 | 999859300
| 1033747000 | 86.33% | 84.96% | Interior |  |  | 86.33% | 1033747000 | 999859300
| 1033750000 | 86.32% | 84.96% | Interior |  |  | 86.32% | 1033750000 | 999859300
| 1033754000 | 85.97% | 84.96% | Interior |  |  | 85.97% | 1033754000 | 999859300
| 1033762000 | 86.27% | 84.96% | Interior |  |  | 86.27% | 1033762000 | 999859300
| 1033771000 | 86.13% | 84.96% | Interior |  |  | 86.13% | 1033771000 | 999859300
| 1033773000 | 86.12% | 84.96% | Interior |  |  | 86.12% | 1033773000 | 999859300
| 1033774000 | 86.48% | 84.96% | Interior |  |  | 86.48% | 1033774000 | 999859300
| 1033806000 | 86.15% | 84.96% | Interior |  |  | 86.15% | 1033806000 | 999859300
| 1033817000 | 86.16% | 84.96% | Interior |  |  | 86.16% | 1033817000 | 999859300
| 1033835000 | 86.42% | 84.96% | Interior |  |  | 86.42% | 1033835000 | 999859300
| 1033839000 | 86.36% | 84.96% | Interior |  |  | 86.36% | 1033839000 | 999859300
| 1033911000 | 86.18% | 84.96% | Interior |  |  | 86.18% | 1033911000 | 999859300
| 1033929000 | 85.81% | 84.96% | Interior |  |  | 85.81% | 1033929000 | 999859300
| 1033944000 | 86.11% | 84.96% | Interior |  |  | 86.11% | 1033944000 | 999859300
| 1033948000 | 86.47% | 84.96% | Interior |  |  | 86.47% | 1033948000 | 999859300
| 1033978000 | 86.14% | 84.96% | Interior |  |  | 86.14% | 1033978000 | 999859300
| 1034014000 | 86.09% | 84.96% | Interior |  |  | 86.09% | 1034014000 | 999859300
| 1034053000 | 86.11% | 84.96% | Interior |  |  | 86.11% | 1034053000 | 999859300
| 1034054000 | 86.17% | 84.96% | Interior |  |  | 86.17% | 1034054000 | 999859300
| 1034079000 | 86.49% | 84.96% | Interior |  |  | 86.49% | 1034079000 | 999859300
| 1034081000 | 86.06% | 84.96% | Interior |  |  | 86.06% | 1034081000 | 999859300
| 1034083000 | 86.17% | 84.96% | Interior |  |  | 86.17% | 1034083000 | 999859300
| 1034103000 | 86.02% | 84.96% | Interior |  |  | 86.02% | 1034103000 | 999859300
| 1034117000 | 85.82% | 84.96% | Interior |  |  | 85.82% | 1034117000 | 999859300
| 1034123000 | 86.21% | 84.96% | Interior |  |  | 86.21% | 1034123000 | 999859300
| 1034126000 | 86.38% | 84.96% | Interior |  |  | 86.38% | 1034126000 | 999859300
| 1034162000 | 85.92% | 84.96% | Interior |  |  | 85.92% | 1034162000 | 999859300
| 1034173000 | 86% | 84.96% | Interior |  |  | 86% | 1034173000 | 999859300
| 1034177000 | 86.11% | 84.96% | Interior |  |  | 86.11% | 1034177000 | 999859300
| 1034193000 | 86.03% | 84.96% | Interior |  |  | 86.03% | 1034193000 | 999859300
| 1034227000 | 86.02% | 84.96% | Interior |  |  | 86.02% | 1034227000 | 999859300
| 1034238000 | 85.97% | 84.96% | Interior |  |  | 85.97% | 1034238000 | 999859300
| 1034246000 | 86.08% | 84.96% | Interior |  |  | 86.08% | 1034246000 | 999859300
| 1034252000 | 86.48% | 84.96% | Interior |  |  | 86.48% | 1034252000 | 999859300
| 1034254000 | 86.05% | 84.96% | Interior |  |  | 86.05% | 1034254000 | 999859300
| 1034298000 | 86.12% | 84.96% | Interior |  |  | 86.12% | 1034298000 | 999859300
| 1034343000 | 86.24% | 84.96% | Interior |  |  | 86.24% | 1034343000 | 999859300
| 1034365000 | 85.87% | 84.96% | Interior |  |  | 85.87% | 1034365000 | 999859300
| 1034368000 | 86.22% | 84.96% | Interior |  |  | 86.22% | 1034368000 | 999859300
| 1034372000 | 86.34% | 84.96% | Interior |  |  | 86.34% | 1034372000 | 999859300
| 1034374000 | 86.16% | 84.96% | Interior |  |  | 86.16% | 1034374000 | 999859300
| 1034391000 | 86.4% | 84.96% | Interior |  |  | 86.4% | 1034391000 | 999859300
| 1034407000 | 86.28% | 84.96% | Interior |  |  | 86.28% | 1034407000 | 999859300
| 1034417000 | 85.87% | 84.96% | Interior |  |  | 85.87% | 1034417000 | 999859300
| 1034463000 | 86.13% | 84.96% | Interior |  |  | 86.13% | 1034463000 | 999859300
| 1034487000 | 85.76% | 84.96% | Interior |  |  | 85.76% | 1034487000 | 999859300
| 1034508000 | 86.16% | 84.96% | Interior |  |  | 86.16% | 1034508000 | 999859300
| 1034514000 | 86.22% | 84.96% | Interior |  |  | 86.22% | 1034514000 | 999859300
| 1034526000 | 86.24% | 84.96% | Interior |  |  | 86.24% | 1034526000 | 999859300
| 1034579000 | 86.26% | 84.96% | Interior |  |  | 86.26% | 1034579000 | 999859300
| 1034629000 | 86.17% | 84.96% | Interior |  |  | 86.17% | 1034629000 | 999859300
| 1034639000 | 86.11% | 84.96% | Interior |  |  | 86.11% | 1034639000 | 999859300
| 1034643000 | 86.29% | 84.96% | Interior |  |  | 86.29% | 1034643000 | 999859300
| 1034691000 | 85.82% | 84.96% | Interior |  |  | 85.82% | 1034691000 | 999859300
| 1034713000 | 86.27% | 84.96% | Interior |  |  | 86.27% | 1034713000 | 999859300
| 1034723000 | 86.21% | 84.96% | Interior |  |  | 86.21% | 1034723000 | 999859300
| 1034745000 | 86.17% | 84.96% | Interior |  |  | 86.17% | 1034745000 | 999859300
| 1034759000 | 86% | 84.96% | Interior |  |  | 86% | 1034759000 | 999859300
| 1034762000 | 85.92% | 84.96% | Interior |  |  | 85.92% | 1034762000 | 999859300
| 1034776000 | 85.92% | 84.96% | Interior |  |  | 85.92% | 1034776000 | 999859300
| 1034816000 | 86.27% | 84.96% | Interior |  |  | 86.27% | 1034816000 | 999859300
| 1034826000 | 86.31% | 84.96% | Interior |  |  | 86.31% | 1034826000 | 999859300
| 1034832000 | 86.02% | 84.96% | Interior |  |  | 86.02% | 1034832000 | 999859300
| 1034834000 | 86.57% | 84.96% | Interior |  |  | 86.57% | 1034834000 | 999859300
| 1034915000 | 86.12% | 84.96% | Interior |  |  | 86.12% | 1034915000 | 999859300
| 1034924000 | 86.47% | 84.96% | Interior |  |  | 86.47% | 1034924000 | 999859300
| 1034935000 | 86.02% | 84.96% | Interior |  |  | 86.02% | 1034935000 | 999859300
| 1034954000 | 85.87% | 84.96% | Interior |  |  | 85.87% | 1034954000 | 999859300
| 1034954000 | 86.5% | 84.96% | Interior |  |  | 86.5% | 1034954000 | 999859300
| 1034959000 | 86.33% | 84.96% | Interior |  |  | 86.33% | 1034959000 | 999859300
| 1034973000 | 85.84% | 84.96% | Interior |  |  | 85.84% | 1034973000 | 999859300
| 1034975000 | 85.95% | 84.96% | Interior |  |  | 85.95% | 1034975000 | 999859300
| 1034998000 | 86.56% | 84.96% | Interior |  |  | 86.56% | 1034998000 | 999859300
| 1035017000 | 86.22% | 84.96% | Interior |  |  | 86.22% | 1035017000 | 999859300
| 1035035000 | 86.16% | 84.96% | Interior |  |  | 86.16% | 1035035000 | 999859300
| 1035049000 | 86.37% | 84.96% | Interior |  |  | 86.37% | 1035049000 | 999859300
| 1035057000 | 85.87% | 84.96% | Interior |  |  | 85.87% | 1035057000 | 999859300
| 1035060000 | 86.22% | 84.96% | Interior |  |  | 86.22% | 1035060000 | 999859300
| 1035097000 | 86.46% | 84.96% | Interior |  |  | 86.46% | 1035097000 | 999859300
| 1035108000 | 85.93% | 84.96% | Interior |  |  | 85.93% | 1035108000 | 999859300
| 1035122000 | 85.82% | 84.96% | Interior |  |  | 85.82% | 1035122000 | 999859300
| 1035124000 | 85.88% | 84.96% | Interior |  |  | 85.88% | 1035124000 | 999859300
| 1035130000 | 86.33% | 84.96% | Interior |  |  | 86.33% | 1035130000 | 999859300
| 1035133000 | 86.32% | 84.96% | Interior |  |  | 86.32% | 1035133000 | 999859300
| 1035138000 | 86.26% | 84.96% | Interior |  |  | 86.26% | 1035138000 | 999859300
| 1035151000 | 86.06% | 84.96% | Interior |  |  | 86.06% | 1035151000 | 999859300
| 1035194000 | 85.75% | 84.96% | Interior |  |  | 85.75% | 1035194000 | 999859300
| 1035223000 | 86.36% | 84.96% | Interior |  |  | 86.36% | 1035223000 | 999859300
| 1035293000 | 85.78% | 84.96% | Interior |  |  | 85.78% | 1035293000 | 999859300
| 1035315000 | 86.03% | 84.96% | Interior |  |  | 86.03% | 1035315000 | 999859300
| 1035335000 | 86.39% | 84.96% | Interior |  |  | 86.39% | 1035335000 | 999859300
| 1035346000 | 86.18% | 84.96% | Interior |  |  | 86.18% | 1035346000 | 999859300
| 1035353000 | 86.06% | 84.96% | Interior |  |  | 86.06% | 1035353000 | 999859300
| 1035356000 | 85.68% | 84.96% | Interior |  |  | 85.68% | 1035356000 | 999859300
| 1035368000 | 86.07% | 84.96% | Interior |  |  | 86.07% | 1035368000 | 999859300
| 1035368000 | 86.01% | 84.96% | Interior |  |  | 86.01% | 1035368000 | 999859300
| 1035369000 | 86.12% | 84.96% | Interior |  |  | 86.12% | 1035369000 | 999859300
| 1035405000 | 86.27% | 84.96% | Interior |  |  | 86.27% | 1035405000 | 999859300
| 1035436000 | 86.11% | 84.96% | Interior |  |  | 86.11% | 1035436000 | 999859300
| 1035447000 | 85.98% | 84.96% | Interior |  |  | 85.98% | 1035447000 | 999859300
| 1035451000 | 86% | 84.96% | Interior |  |  | 86% | 1035451000 | 999859300
| 1035458000 | 86.09% | 84.96% | Interior |  |  | 86.09% | 1035458000 | 999859300
| 1035465000 | 86.43% | 84.96% | Interior |  |  | 86.43% | 1035465000 | 999859300
| 1035467000 | 85.92% | 84.96% | Interior |  |  | 85.92% | 1035467000 | 999859300
| 1035486000 | 86.02% | 84.96% | Interior |  |  | 86.02% | 1035486000 | 999859300
| 1035501000 | 85.82% | 84.96% | Interior |  |  | 85.82% | 1035501000 | 999859300
| 1035509000 | 86.38% | 84.96% | Interior |  |  | 86.38% | 1035509000 | 999859300
| 1035512000 | 85.9% | 84.96% | Interior |  |  | 85.9% | 1035512000 | 999859300
| 1035525000 | 85.99% | 84.96% | Interior |  |  | 85.99% | 1035525000 | 999859300
| 1035525000 | 86.05% | 84.96% | Interior |  |  | 86.05% | 1035525000 | 999859300
| 1035545000 | 85.92% | 84.96% | Interior |  |  | 85.92% | 1035545000 | 999859300
| 1035577000 | 86.03% | 84.96% | Interior |  |  | 86.03% | 1035577000 | 999859300
| 1035608000 | 85.94% | 84.96% | Interior |  |  | 85.94% | 1035608000 | 999859300
| 1035611000 | 86.02% | 84.96% | Interior |  |  | 86.02% | 1035611000 | 999859300
| 1035621000 | 85.97% | 84.96% | Interior |  |  | 85.97% | 1035621000 | 999859300
| 1035627000 | 86.02% | 84.96% | Interior |  |  | 86.02% | 1035627000 | 999859300
| 1035630000 | 86.08% | 84.96% | Interior |  |  | 86.08% | 1035630000 | 999859300
| 1035639000 | 86.42% | 84.96% | Interior |  |  | 86.42% | 1035639000 | 999859300
| 1035674000 | 86.14% | 84.96% | Interior |  |  | 86.14% | 1035674000 | 999859300
| 1035678000 | 85.77% | 84.96% | Interior |  |  | 85.77% | 1035678000 | 999859300
| 1035681000 | 85.92% | 84.96% | Interior |  |  | 85.92% | 1035681000 | 999859300
| 1035681000 | 86.12% | 84.96% | Interior |  |  | 86.12% | 1035681000 | 999859300
| 1035687000 | 86.06% | 84.96% | Interior |  |  | 86.06% | 1035687000 | 999859300
| 1035720000 | 86.17% | 84.96% | Interior |  |  | 86.17% | 1035720000 | 999859300
| 1035741000 | 85.77% | 84.96% | Interior |  |  | 85.77% | 1035741000 | 999859300
| 1035755000 | 86.34% | 84.96% | Interior |  |  | 86.34% | 1035755000 | 999859300
| 1035774000 | 86.4% | 84.96% | Interior |  |  | 86.4% | 1035774000 | 999859300
| 1035800000 | 85.66% | 84.96% | Interior |  |  | 85.66% | 1035800000 | 999859300
| 1035822000 | 86.33% | 84.96% | Interior |  |  | 86.33% | 1035822000 | 999859300
| 1035843000 | 86.06% | 84.96% | Interior |  |  | 86.06% | 1035843000 | 999859300
| 1035846000 | 86.13% | 84.96% | Interior |  |  | 86.13% | 1035846000 | 999859300
| 1035892000 | 86.16% | 84.96% | Interior |  |  | 86.16% | 1035892000 | 999859300
| 1035909000 | 86.18% | 84.96% | Interior |  |  | 86.18% | 1035909000 | 999859300
| 1035910000 | 86.24% | 84.96% | Interior |  |  | 86.24% | 1035910000 | 999859300
| 1035941000 | 86.07% | 84.96% | Interior |  |  | 86.07% | 1035941000 | 999859300
| 1035952000 | 86.01% | 84.96% | Interior |  |  | 86.01% | 1035952000 | 999859300
| 1035956000 | 86.18% | 84.96% | Interior |  |  | 86.18% | 1035956000 | 999859300
| 1036005000 | 85.72% | 84.96% | Interior |  |  | 85.72% | 1036005000 | 999859300
| 1036013000 | 86.17% | 84.96% | Interior |  |  | 86.17% | 1036013000 | 999859300
| 1036023000 | 86.11% | 84.96% | Interior |  |  | 86.11% | 1036023000 | 999859300
| 1036060000 | 86.07% | 84.96% | Interior |  |  | 86.07% | 1036060000 | 999859300
| 1036062000 | 85.82% | 84.96% | Interior |  |  | 85.82% | 1036062000 | 999859300
| 1036072000 | 85.9% | 84.96% | Interior |  |  | 85.9% | 1036072000 | 999859300
| 1036075000 | 85.82% | 84.96% | Interior |  |  | 85.82% | 1036075000 | 999859300
| 1036106000 | 86.21% | 84.96% | Interior |  |  | 86.21% | 1036106000 | 999859300
| 1036129000 | 86.17% | 84.96% | Interior |  |  | 86.17% | 1036129000 | 999859300
| 1036145000 | 85.92% | 84.96% | Interior |  |  | 85.92% | 1036145000 | 999859300
| 1036172000 | 86.51% | 84.96% | Interior |  |  | 86.51% | 1036172000 | 999859300
| 1036182000 | 86.37% | 84.96% | Interior |  |  | 86.37% | 1036182000 | 999859300
| 1036216000 | 86.02% | 84.96% | Interior |  |  | 86.02% | 1036216000 | 999859300
| 1036270000 | 86.23% | 84.96% | Interior |  |  | 86.23% | 1036270000 | 999859300
| 1036290000 | 86.02% | 84.96% | Interior |  |  | 86.02% | 1036290000 | 999859300
| 1036298000 | 86.12% | 84.96% | Interior |  |  | 86.12% | 1036298000 | 999859300
| 1036317000 | 86.06% | 84.96% | Interior |  |  | 86.06% | 1036317000 | 999859300
| 1036337000 | 85.87% | 84.96% | Interior |  |  | 85.87% | 1036337000 | 999859300
| 1036338000 | 86.5% | 84.96% | Interior |  |  | 86.5% | 1036338000 | 999859300
| 1036347000 | 86.27% | 84.96% | Interior |  |  | 86.27% | 1036347000 | 999859300
| 1036356000 | 86.36% | 84.96% | Interior |  |  | 86.36% | 1036356000 | 999859300
| 1036370000 | 85.77% | 84.96% | Interior |  |  | 85.77% | 1036370000 | 999859300
| 1036373000 | 86.12% | 84.96% | Interior |  |  | 86.12% | 1036373000 | 999859300
| 1036398000 | 85.77% | 84.96% | Interior |  |  | 85.77% | 1036398000 | 999859300
| 1036400000 | 86.22% | 84.96% | Interior |  |  | 86.22% | 1036400000 | 999859300
| 1036443000 | 86.22% | 84.96% | Interior |  |  | 86.22% | 1036443000 | 999859300
| 1036449000 | 86.16% | 84.96% | Interior |  |  | 86.16% | 1036449000 | 999859300
| 1036466000 | 86.4% | 84.96% | Interior |  |  | 86.4% | 1036466000 | 999859300
| 1036491000 | 85.93% | 84.96% | Interior |  |  | 85.93% | 1036491000 | 999859300
| 1036506000 | 85.82% | 84.96% | Interior |  |  | 85.82% | 1036506000 | 999859300
| 1036507000 | 85.88% | 84.96% | Interior |  |  | 85.88% | 1036507000 | 999859300
| 1036515000 | 85.72% | 84.96% | Interior |  |  | 85.72% | 1036515000 | 999859300
| 1036521000 | 86.26% | 84.96% | Interior |  |  | 86.26% | 1036521000 | 999859300
| 1036550000 | 85.69% | 84.96% | Interior |  |  | 85.69% | 1036550000 | 999859300
| 1036578000 | 85.75% | 84.96% | Interior |  |  | 85.75% | 1036578000 | 999859300
| 1036585000 | 85.83% | 84.96% | Interior |  |  | 85.83% | 1036585000 | 999859300
| 1036614000 | 86.28% | 84.96% | Interior |  |  | 86.28% | 1036614000 | 999859300
| 1036620000 | 86.07% | 84.96% | Interior |  |  | 86.07% | 1036620000 | 999859300
| 1036643000 | 86.01% | 84.96% | Interior |  |  | 86.01% | 1036643000 | 999859300
| 1036691000 | 85.97% | 84.96% | Interior |  |  | 85.97% | 1036691000 | 999859300
| 1036704000 | 85.94% | 84.96% | Interior |  |  | 85.94% | 1036704000 | 999859300
| 1036704000 | 86.17% | 84.96% | Interior |  |  | 86.17% | 1036704000 | 999859300
| 1036705000 | 85.97% | 84.96% | Interior |  |  | 85.97% | 1036705000 | 999859300
| 1036707000 | 85.91% | 84.96% | Interior |  |  | 85.91% | 1036707000 | 999859300
| 1036727000 | 86.33% | 84.96% | Interior |  |  | 86.33% | 1036727000 | 999859300
| 1036730000 | 86.18% | 84.96% | Interior |  |  | 86.18% | 1036730000 | 999859300
| 1036735000 | 86% | 84.96% | Interior |  |  | 86% | 1036735000 | 999859300
| 1036737000 | 85.9% | 84.96% | Interior |  |  | 85.9% | 1036737000 | 999859300
| 1036751000 | 86.01% | 84.96% | Interior |  |  | 86.01% | 1036751000 | 999859300
| 1036753000 | 86.12% | 84.96% | Interior |  |  | 86.12% | 1036753000 | 999859300
| 1036754000 | 85.82% | 84.96% | Interior |  |  | 85.82% | 1036754000 | 999859300
| 1036788000 | 86.27% | 84.96% | Interior |  |  | 86.27% | 1036788000 | 999859300
| 1036851000 | 85.92% | 84.96% | Interior |  |  | 85.92% | 1036851000 | 999859300
| 1036863000 | 85.96% | 84.96% | Interior |  |  | 85.96% | 1036863000 | 999859300
| 1036876000 | 85.93% | 84.96% | Interior |  |  | 85.93% | 1036876000 | 999859300
| 1036879000 | 85.63% | 84.96% | Interior |  |  | 85.63% | 1036879000 | 999859300
| 1036884000 | 85.82% | 84.96% | Interior |  |  | 85.82% | 1036884000 | 999859300
| 1036902000 | 86.31% | 84.96% | Interior |  |  | 86.31% | 1036902000 | 999859300
| 1036908000 | 85.99% | 84.96% | Interior |  |  | 85.99% | 1036908000 | 999859300
| 1036929000 | 85.92% | 84.96% | Interior |  |  | 85.92% | 1036929000 | 999859300
| 1036960000 | 86.03% | 84.96% | Interior |  |  | 86.03% | 1036960000 | 999859300
| 1036991000 | 85.67% | 84.96% | Interior |  |  | 85.67% | 1036991000 | 999859300
| 1036994000 | 86.02% | 84.96% | Interior |  |  | 86.02% | 1036994000 | 999859300
| 1037000000 | 85.96% | 84.96% | Interior |  |  | 85.96% | 1037000000 | 999859300
| 1037030000 | 86.34% | 84.96% | Interior |  |  | 86.34% | 1037030000 | 999859300
| 1037048000 | 85.84% | 84.96% | Interior |  |  | 85.84% | 1037048000 | 999859300
| 1037054000 | 86.08% | 84.96% | Interior |  |  | 86.08% | 1037054000 | 999859300
| 1037080000 | 85.67% | 84.96% | Interior |  |  | 85.67% | 1037080000 | 999859300
| 1037083000 | 85.9% | 84.96% | Interior |  |  | 85.9% | 1037083000 | 999859300
| 1037092000 | 86.22% | 84.96% | Interior |  |  | 86.22% | 1037092000 | 999859300
| 1037139000 | 86.34% | 84.96% | Interior |  |  | 86.34% | 1037139000 | 999859300
| 1037183000 | 85.93% | 84.96% | Interior |  |  | 85.93% | 1037183000 | 999859300
| 1037205000 | 86.33% | 84.96% | Interior |  |  | 86.33% | 1037205000 | 999859300
| 1037220000 | 86.27% | 84.96% | Interior |  |  | 86.27% | 1037220000 | 999859300
| 1037226000 | 86.06% | 84.96% | Interior |  |  | 86.06% | 1037226000 | 999859300
| 1037254000 | 85.97% | 84.96% | Interior |  |  | 85.97% | 1037254000 | 999859300
| 1037265000 | 85.91% | 84.96% | Interior |  |  | 85.91% | 1037265000 | 999859300
| 1037270000 | 86.08% | 84.96% | Interior |  |  | 86.08% | 1037270000 | 999859300
| 1037294000 | 86.24% | 84.96% | Interior |  |  | 86.24% | 1037294000 | 999859300
| 1037305000 | 86.38% | 84.96% | Interior |  |  | 86.38% | 1037305000 | 999859300
| 1037325000 | 86.07% | 84.96% | Interior |  |  | 86.07% | 1037325000 | 999859300
| 1037334000 | 85.62% | 84.96% | Interior |  |  | 85.62% | 1037334000 | 999859300
| 1037336000 | 86.01% | 84.96% | Interior |  |  | 86.01% | 1037336000 | 999859300
| 1037368000 | 85.72% | 84.96% | Interior |  |  | 85.72% | 1037368000 | 999859300
| 1037385000 | 85.8% | 84.96% | Interior |  |  | 85.8% | 1037385000 | 999859300
| 1037388000 | 85.72% | 84.96% | Interior |  |  | 85.72% | 1037388000 | 999859300
| 1037397000 | 85.97% | 84.96% | Interior |  |  | 85.97% | 1037397000 | 999859300
| 1037406000 | 86.11% | 84.96% | Interior |  |  | 86.11% | 1037406000 | 999859300
| 1037443000 | 86.07% | 84.96% | Interior |  |  | 86.07% | 1037443000 | 999859300
| 1037458000 | 85.82% | 84.96% | Interior |  |  | 85.82% | 1037458000 | 999859300
| 1037461000 | 86.27% | 84.96% | Interior |  |  | 86.27% | 1037461000 | 999859300
| 1037473000 | 86.09% | 84.96% | Interior |  |  | 86.09% | 1037473000 | 999859300
| 1037483000 | 86.03% | 84.96% | Interior |  |  | 86.03% | 1037483000 | 999859300
| 1037529000 | 85.92% | 84.96% | Interior |  |  | 85.92% | 1037529000 | 999859300
| 1037583000 | 86.13% | 84.96% | Interior |  |  | 86.13% | 1037583000 | 999859300
| 1037599000 | 86.02% | 84.96% | Interior |  |  | 86.02% | 1037599000 | 999859300
| 1037619000 | 85.96% | 84.96% | Interior |  |  | 85.96% | 1037619000 | 999859300
| 1037636000 | 86.25% | 84.96% | Interior |  |  | 86.25% | 1037636000 | 999859300
| 1037658000 | 86.17% | 84.96% | Interior |  |  | 86.17% | 1037658000 | 999859300
| 1037681000 | 86.41% | 84.96% | Interior |  |  | 86.41% | 1037681000 | 999859300
| 1037682000 | 86.12% | 84.96% | Interior |  |  | 86.12% | 1037682000 | 999859300
| 1037683000 | 85.94% | 84.96% | Interior |  |  | 85.94% | 1037683000 | 999859300
| 1037683000 | 85.67% | 84.96% | Interior |  |  | 85.67% | 1037683000 | 999859300
| 1037686000 | 86.02% | 84.96% | Interior |  |  | 86.02% | 1037686000 | 999859300
| 1037687000 | 85.67% | 84.96% | Interior |  |  | 85.67% | 1037687000 | 999859300
| 1037756000 | 86.12% | 84.96% | Interior |  |  | 86.12% | 1037756000 | 999859300
| 1037762000 | 86.06% | 84.96% | Interior |  |  | 86.06% | 1037762000 | 999859300
| 1037779000 | 85.84% | 84.96% | Interior |  |  | 85.84% | 1037779000 | 999859300
| 1037781000 | 85.77% | 84.96% | Interior |  |  | 85.77% | 1037781000 | 999859300
| 1037831000 | 86.34% | 84.96% | Interior |  |  | 86.34% | 1037831000 | 999859300
| 1037832000 | 86.16% | 84.96% | Interior |  |  | 86.16% | 1037832000 | 999859300
| 1037850000 | 86.4% | 84.96% | Interior |  |  | 86.4% | 1037850000 | 999859300
| 1037878000 | 85.87% | 84.96% | Interior |  |  | 85.87% | 1037878000 | 999859300
| 1037904000 | 85.97% | 84.96% | Interior |  |  | 85.97% | 1037904000 | 999859300
| 1037913000 | 86.18% | 84.96% | Interior |  |  | 86.18% | 1037913000 | 999859300
| 1037928000 | 85.91% | 84.96% | Interior |  |  | 85.91% | 1037928000 | 999859300
| 1037933000 | 85.69% | 84.96% | Interior |  |  | 85.69% | 1037933000 | 999859300
| 1037936000 | 85.77% | 84.96% | Interior |  |  | 85.77% | 1037936000 | 999859300
| 1037961000 | 85.75% | 84.96% | Interior |  |  | 85.75% | 1037961000 | 999859300
| 1038004000 | 86.07% | 84.96% | Interior |  |  | 86.07% | 1038004000 | 999859300
| 1038006000 | 86.22% | 84.96% | Interior |  |  | 86.22% | 1038006000 | 999859300
| 1038017000 | 86.07% | 84.96% | Interior |  |  | 86.07% | 1038017000 | 999859300
| 1038026000 | 86.01% | 84.96% | Interior |  |  | 86.01% | 1038026000 | 999859300
| 1038041000 | 85.8% | 84.96% | Interior |  |  | 85.8% | 1038041000 | 999859300
| 1038059000 | 85.72% | 84.96% | Interior |  |  | 85.72% | 1038059000 | 999859300
| 1038088000 | 86.17% | 84.96% | Interior |  |  | 86.17% | 1038088000 | 999859300
| 1038090000 | 85.91% | 84.96% | Interior |  |  | 85.91% | 1038090000 | 999859300
| 1038094000 | 85.57% | 84.96% | Interior |  |  | 85.57% | 1038094000 | 999859300
| 1038096000 | 85.68% | 84.96% | Interior |  |  | 85.68% | 1038096000 | 999859300
| 1038113000 | 86.18% | 84.96% | Interior |  |  | 86.18% | 1038113000 | 999859300
| 1038133000 | 85.73% | 84.96% | Interior |  |  | 85.73% | 1038133000 | 999859300
| 1038136000 | 86.12% | 84.96% | Interior |  |  | 86.12% | 1038136000 | 999859300
| 1038138000 | 85.82% | 84.96% | Interior |  |  | 85.82% | 1038138000 | 999859300
| 1038160000 | 85.6% | 84.96% | Interior |  |  | 85.6% | 1038160000 | 999859300
| 1038182000 | 86.21% | 84.96% | Interior |  |  | 86.21% | 1038182000 | 999859300
| 1038234000 | 85.92% | 84.96% | Interior |  |  | 85.92% | 1038234000 | 999859300
| 1038240000 | 85.88% | 84.96% | Interior |  |  | 85.88% | 1038240000 | 999859300
| 1038258000 | 85.85% | 84.96% | Interior |  |  | 85.85% | 1038258000 | 999859300
| 1038261000 | 85.71% | 84.96% | Interior |  |  | 85.71% | 1038261000 | 999859300
| 1038263000 | 85.63% | 84.96% | Interior |  |  | 85.63% | 1038263000 | 999859300
| 1038268000 | 85.82% | 84.96% | Interior |  |  | 85.82% | 1038268000 | 999859300
| 1038293000 | 85.91% | 84.96% | Interior |  |  | 85.91% | 1038293000 | 999859300
| 1038300000 | 86.24% | 84.96% | Interior |  |  | 86.24% | 1038300000 | 999859300
| 1038305000 | 85.57% | 84.96% | Interior |  |  | 85.57% | 1038305000 | 999859300
| 1038312000 | 85.92% | 84.96% | Interior |  |  | 85.92% | 1038312000 | 999859300
| 1038320000 | 85.86% | 84.96% | Interior |  |  | 85.86% | 1038320000 | 999859300
| 1038335000 | 86.4% | 84.96% | Interior |  |  | 86.4% | 1038335000 | 999859300
| 1038344000 | 86.03% | 84.96% | Interior |  |  | 86.03% | 1038344000 | 999859300
| 1038371000 | 85.97% | 84.96% | Interior |  |  | 85.97% | 1038371000 | 999859300
| 1038374000 | 86.12% | 84.96% | Interior |  |  | 86.12% | 1038374000 | 999859300
| 1038393000 | 85.94% | 84.96% | Interior |  |  | 85.94% | 1038393000 | 999859300
| 1038412000 | 85.81% | 84.96% | Interior |  |  | 85.81% | 1038412000 | 999859300
| 1038412000 | 85.87% | 84.96% | Interior |  |  | 85.87% | 1038412000 | 999859300
| 1038428000 | 86.28% | 84.96% | Interior |  |  | 86.28% | 1038428000 | 999859300
| 1038431000 | 85.84% | 84.96% | Interior |  |  | 85.84% | 1038431000 | 999859300
| 1038467000 | 85.9% | 84.96% | Interior |  |  | 85.9% | 1038467000 | 999859300
| 1038471000 | 85.84% | 84.96% | Interior |  |  | 85.84% | 1038471000 | 999859300
| 1038476000 | 86.22% | 84.96% | Interior |  |  | 86.22% | 1038476000 | 999859300
| 1038494000 | 86.16% | 84.96% | Interior |  |  | 86.16% | 1038494000 | 999859300
| 1038503000 | 86.39% | 84.96% | Interior |  |  | 86.39% | 1038503000 | 999859300
| 1038512000 | 85.52% | 84.96% | Interior |  |  | 85.52% | 1038512000 | 999859300
| 1038566000 | 85.93% | 84.96% | Interior |  |  | 85.93% | 1038566000 | 999859300
| 1038568000 | 85.87% | 84.96% | Interior |  |  | 85.87% | 1038568000 | 999859300
| 1038570000 | 85.87% | 84.96% | Interior |  |  | 85.87% | 1038570000 | 999859300
| 1038578000 | 85.81% | 84.96% | Interior |  |  | 85.81% | 1038578000 | 999859300
| 1038593000 | 85.86% | 84.96% | Interior |  |  | 85.86% | 1038593000 | 999859300
| 1038604000 | 86.27% | 84.96% | Interior |  |  | 86.27% | 1038604000 | 999859300
| 1038607000 | 85.99% | 84.96% | Interior |  |  | 85.99% | 1038607000 | 999859300
| 1038610000 | 85.78% | 84.96% | Interior |  |  | 85.78% | 1038610000 | 999859300
| 1038638000 | 85.97% | 84.96% | Interior |  |  | 85.97% | 1038638000 | 999859300
| 1038649000 | 85.91% | 84.96% | Interior |  |  | 85.91% | 1038649000 | 999859300
| 1038677000 | 86.24% | 84.96% | Interior |  |  | 86.24% | 1038677000 | 999859300
| 1038681000 | 85.62% | 84.96% | Interior |  |  | 85.62% | 1038681000 | 999859300
| 1038682000 | 85.52% | 84.96% | Interior |  |  | 85.52% | 1038682000 | 999859300
| 1038711000 | 85.7% | 84.96% | Interior |  |  | 85.7% | 1038711000 | 999859300
| 1038717000 | 85.62% | 84.96% | Interior |  |  | 85.62% | 1038717000 | 999859300
| 1038719000 | 86.01% | 84.96% | Interior |  |  | 86.01% | 1038719000 | 999859300
| 1038761000 | 86.16% | 84.96% | Interior |  |  | 86.16% | 1038761000 | 999859300
| 1038772000 | 85.72% | 84.96% | Interior |  |  | 85.72% | 1038772000 | 999859300
| 1038780000 | 85.97% | 84.96% | Interior |  |  | 85.97% | 1038780000 | 999859300
| 1038784000 | 85.76% | 84.96% | Interior |  |  | 85.76% | 1038784000 | 999859300
| 1038803000 | 85.81% | 84.96% | Interior |  |  | 85.81% | 1038803000 | 999859300
| 1038805000 | 86.18% | 84.96% | Interior |  |  | 86.18% | 1038805000 | 999859300
| 1038842000 | 85.82% | 84.96% | Interior |  |  | 85.82% | 1038842000 | 999859300
| 1038857000 | 86.09% | 84.96% | Interior |  |  | 86.09% | 1038857000 | 999859300
| 1038867000 | 86.03% | 84.96% | Interior |  |  | 86.03% | 1038867000 | 999859300
| 1038896000 | 86.03% | 84.96% | Interior |  |  | 86.03% | 1038896000 | 999859300
| 1038913000 | 85.92% | 84.96% | Interior |  |  | 85.92% | 1038913000 | 999859300
| 1038932000 | 85.86% | 84.96% | Interior |  |  | 85.86% | 1038932000 | 999859300
| 1038935000 | 86.15% | 84.96% | Interior |  |  | 86.15% | 1038935000 | 999859300
| 1038971000 | 86.07% | 84.96% | Interior |  |  | 86.07% | 1038971000 | 999859300
| 1038983000 | 86.02% | 84.96% | Interior |  |  | 86.02% | 1038983000 | 999859300
| 1038994000 | 85.57% | 84.96% | Interior |  |  | 85.57% | 1038994000 | 999859300
| 1038996000 | 85.57% | 84.96% | Interior |  |  | 85.57% | 1038996000 | 999859300
| 1039004000 | 85.92% | 84.96% | Interior |  |  | 85.92% | 1039004000 | 999859300
| 1039044000 | 86.35% | 84.96% | Interior |  |  | 86.35% | 1039044000 | 999859300
| 1039067000 | 85.94% | 84.96% | Interior |  |  | 85.94% | 1039067000 | 999859300
| 1039069000 | 86.02% | 84.96% | Interior |  |  | 86.02% | 1039069000 | 999859300
| 1039071000 | 85.67% | 84.96% | Interior |  |  | 85.67% | 1039071000 | 999859300
| 1039075000 | 85.96% | 84.96% | Interior |  |  | 85.96% | 1039075000 | 999859300
| 1039146000 | 86.06% | 84.96% | Interior |  |  | 86.06% | 1039146000 | 999859300
| 1039208000 | 85.87% | 84.96% | Interior |  |  | 85.87% | 1039208000 | 999859300
| 1039214000 | 86.34% | 84.96% | Interior |  |  | 86.34% | 1039214000 | 999859300
| 1039225000 | 86.08% | 84.96% | Interior |  |  | 86.08% | 1039225000 | 999859300
| 1039232000 | 85.81% | 84.96% | Interior |  |  | 85.81% | 1039232000 | 999859300
| 1039288000 | 85.97% | 84.96% | Interior |  |  | 85.97% | 1039288000 | 999859300
| 1039306000 | 86.12% | 84.96% | Interior |  |  | 86.12% | 1039306000 | 999859300
| 1039312000 | 85.91% | 84.96% | Interior |  |  | 85.91% | 1039312000 | 999859300
| 1039317000 | 85.69% | 84.96% | Interior |  |  | 85.69% | 1039317000 | 999859300
| 1039330000 | 85.97% | 84.96% | Interior |  |  | 85.97% | 1039330000 | 999859300
| 1039345000 | 85.75% | 84.96% | Interior |  |  | 85.75% | 1039345000 | 999859300
| 1039354000 | 85.7% | 84.96% | Interior |  |  | 85.7% | 1039354000 | 999859300
| 1039369000 | 86.24% | 84.96% | Interior |  |  | 86.24% | 1039369000 | 999859300
| 1039372000 | 85.62% | 84.96% | Interior |  |  | 85.62% | 1039372000 | 999859300
| 1039387000 | 86.07% | 84.96% | Interior |  |  | 86.07% | 1039387000 | 999859300
| 1039400000 | 86.07% | 84.96% | Interior |  |  | 86.07% | 1039400000 | 999859300
| 1039407000 | 85.62% | 84.96% | Interior |  |  | 85.62% | 1039407000 | 999859300
| 1039410000 | 86.01% | 84.96% | Interior |  |  | 86.01% | 1039410000 | 999859300
| 1039443000 | 85.72% | 84.96% | Interior |  |  | 85.72% | 1039443000 | 999859300
| 1039444000 | 85.78% | 84.96% | Interior |  |  | 85.78% | 1039444000 | 999859300
| 1039455000 | 85.72% | 84.96% | Interior |  |  | 85.72% | 1039455000 | 999859300
| 1039477000 | 85.57% | 84.96% | Interior |  |  | 85.57% | 1039477000 | 999859300
| 1039479000 | 85.65% | 84.96% | Interior |  |  | 85.65% | 1039479000 | 999859300
| 1039482000 | 86.11% | 84.96% | Interior |  |  | 86.11% | 1039482000 | 999859300
| 1039520000 | 86.12% | 84.96% | Interior |  |  | 86.12% | 1039520000 | 999859300
| 1039520000 | 86.22% | 84.96% | Interior |  |  | 86.22% | 1039520000 | 999859300
| 1039521000 | 85.82% | 84.96% | Interior |  |  | 85.82% | 1039521000 | 999859300
| 1039531000 | 85.55% | 84.96% | Interior |  |  | 85.55% | 1039531000 | 999859300
| 1039581000 | 86.13% | 84.96% | Interior |  |  | 86.13% | 1039581000 | 999859300
| 1039618000 | 85.92% | 84.96% | Interior |  |  | 85.92% | 1039618000 | 999859300
| 1039622000 | 85.82% | 84.96% | Interior |  |  | 85.82% | 1039622000 | 999859300
| 1039639000 | 85.47% | 84.96% | Interior |  |  | 85.47% | 1039639000 | 999859300
| 1039645000 | 85.86% | 84.96% | Interior |  |  | 85.86% | 1039645000 | 999859300
| 1039646000 | 85.63% | 84.96% | Interior |  |  | 85.63% | 1039646000 | 999859300
| 1039647000 | 85.79% | 84.96% | Interior |  |  | 85.79% | 1039647000 | 999859300
| 1039652000 | 85.82% | 84.96% | Interior |  |  | 85.82% | 1039652000 | 999859300
| 1039656000 | 86.16% | 84.96% | Interior |  |  | 86.16% | 1039656000 | 999859300
| 1039659000 | 85.76% | 84.96% | Interior |  |  | 85.76% | 1039659000 | 999859300
| 1039675000 | 86.02% | 84.96% | Interior |  |  | 86.02% | 1039675000 | 999859300
| 1039700000 | 86.17% | 84.96% | Interior |  |  | 86.17% | 1039700000 | 999859300
| 1039703000 | 85.53% | 84.96% | Interior |  |  | 85.53% | 1039703000 | 999859300
| 1039727000 | 86.03% | 84.96% | Interior |  |  | 86.03% | 1039727000 | 999859300
| 1039754000 | 85.45% | 84.96% | Interior |  |  | 85.45% | 1039754000 | 999859300
| 1039757000 | 86.12% | 84.96% | Interior |  |  | 86.12% | 1039757000 | 999859300
| 1039776000 | 86.06% | 84.96% | Interior |  |  | 86.06% | 1039776000 | 999859300
| 1039780000 | 85.88% | 84.96% | Interior |  |  | 85.88% | 1039780000 | 999859300
| 1039796000 | 85.81% | 84.96% | Interior |  |  | 85.81% | 1039796000 | 999859300
| 1039802000 | 85.78% | 84.96% | Interior |  |  | 85.78% | 1039802000 | 999859300
| 1039822000 | 85.78% | 84.96% | Interior |  |  | 85.78% | 1039822000 | 999859300
| 1039866000 | 85.48% | 84.96% | Interior |  |  | 85.48% | 1039866000 | 999859300
| 1039877000 | 86.16% | 84.96% | Interior |  |  | 86.16% | 1039877000 | 999859300
| 1039891000 | 85.77% | 84.96% | Interior |  |  | 85.77% | 1039891000 | 999859300
| 1039904000 | 85.71% | 84.96% | Interior |  |  | 85.71% | 1039904000 | 999859300
| 1039951000 | 85.87% | 84.96% | Interior |  |  | 85.87% | 1039951000 | 999859300
| 1039954000 | 85.87% | 84.96% | Interior |  |  | 85.87% | 1039954000 | 999859300
| 1039960000 | 85.39% | 84.96% | Interior |  |  | 85.39% | 1039960000 | 999859300
| 1039962000 | 85.81% | 84.96% | Interior |  |  | 85.81% | 1039962000 | 999859300
| 1039966000 | 85.88% | 84.96% | Interior |  |  | 85.88% | 1039966000 | 999859300
| 1039974000 | 85.72% | 84.96% | Interior |  |  | 85.72% | 1039974000 | 999859300
| 1039978000 | 85.76% | 84.96% | Interior |  |  | 85.76% | 1039978000 | 999859300
| 1039994000 | 85.78% | 84.96% | Interior |  |  | 85.78% | 1039994000 | 999859300
| 1039994000 | 85.52% | 84.96% | Interior |  |  | 85.52% | 1039994000 | 999859300
| 1039994000 | 85.82% | 84.96% | Interior |  |  | 85.82% | 1039994000 | 999859300
| 1040012000 | 86.19% | 84.96% | Interior |  |  | 86.19% | 1040012000 | 999859300
| 1040032000 | 85.91% | 84.96% | Interior |  |  | 85.91% | 1040032000 | 999859300
| 1040037000 | 85.75% | 84.96% | Interior |  |  | 85.75% | 1040037000 | 999859300
| 1040055000 | 85.6% | 84.96% | Interior |  |  | 85.6% | 1040055000 | 999859300
| 1040059000 | 86.18% | 84.96% | Interior |  |  | 86.18% | 1040059000 | 999859300
| 1040066000 | 85.52% | 84.96% | Interior |  |  | 85.52% | 1040066000 | 999859300
| 1040073000 | 86.06% | 84.96% | Interior |  |  | 86.06% | 1040073000 | 999859300
| 1040077000 | 85.7% | 84.96% | Interior |  |  | 85.7% | 1040077000 | 999859300
| 1040079000 | 86.07% | 84.96% | Interior |  |  | 86.07% | 1040079000 | 999859300
| 1040101000 | 85.62% | 84.96% | Interior |  |  | 85.62% | 1040101000 | 999859300
| 1040135000 | 85.78% | 84.96% | Interior |  |  | 85.78% | 1040135000 | 999859300
| 1040155000 | 85.72% | 84.96% | Interior |  |  | 85.72% | 1040155000 | 999859300
| 1040172000 | 85.68% | 84.96% | Interior |  |  | 85.68% | 1040172000 | 999859300
| 1040189000 | 86.18% | 84.96% | Interior |  |  | 86.18% | 1040189000 | 999859300
| 1040208000 | 85.73% | 84.96% | Interior |  |  | 85.73% | 1040208000 | 999859300
| 1040211000 | 86.12% | 84.96% | Interior |  |  | 86.12% | 1040211000 | 999859300
| 1040213000 | 85.93% | 84.96% | Interior |  |  | 85.93% | 1040213000 | 999859300
| 1040226000 | 85.82% | 84.96% | Interior |  |  | 85.82% | 1040226000 | 999859300
| 1040240000 | 86.09% | 84.96% | Interior |  |  | 86.09% | 1040240000 | 999859300
| 1040245000 | 85.76% | 84.96% | Interior |  |  | 85.76% | 1040245000 | 999859300
| 1040248000 | 86.05% | 84.96% | Interior |  |  | 86.05% | 1040248000 | 999859300
| 1040250000 | 86.03% | 84.96% | Interior |  |  | 86.03% | 1040250000 | 999859300
| 1040284000 | 85.97% | 84.96% | Interior |  |  | 85.97% | 1040284000 | 999859300
| 1040296000 | 85.92% | 84.96% | Interior |  |  | 85.92% | 1040296000 | 999859300
| 1040308000 | 85.47% | 84.96% | Interior |  |  | 85.47% | 1040308000 | 999859300
| 1040331000 | 85.47% | 84.96% | Interior |  |  | 85.47% | 1040331000 | 999859300
| 1040343000 | 85.82% | 84.96% | Interior |  |  | 85.82% | 1040343000 | 999859300
| 1040378000 | 85.57% | 84.96% | Interior |  |  | 85.57% | 1040378000 | 999859300
| 1040388000 | 85.92% | 84.96% | Interior |  |  | 85.92% | 1040388000 | 999859300
| 1040396000 | 85.86% | 84.96% | Interior |  |  | 85.86% | 1040396000 | 999859300
| 1040450000 | 85.94% | 84.96% | Interior |  |  | 85.94% | 1040450000 | 999859300
| 1040459000 | 85.96% | 84.96% | Interior |  |  | 85.96% | 1040459000 | 999859300
| 1040476000 | 85.87% | 84.96% | Interior |  |  | 85.87% | 1040476000 | 999859300
| 1040521000 | 85.77% | 84.96% | Interior |  |  | 85.77% | 1040521000 | 999859300
| 1040538000 | 85.98% | 84.96% | Interior |  |  | 85.98% | 1040538000 | 999859300
| 1040545000 | 85.71% | 84.96% | Interior |  |  | 85.71% | 1040545000 | 999859300
| 1040591000 | 85.87% | 84.96% | Interior |  |  | 85.87% | 1040591000 | 999859300
| 1040616000 | 85.81% | 84.96% | Interior |  |  | 85.81% | 1040616000 | 999859300
| 1040619000 | 86.02% | 84.96% | Interior |  |  | 86.02% | 1040619000 | 999859300
| 1040643000 | 85.87% | 84.96% | Interior |  |  | 85.87% | 1040643000 | 999859300
| 1040667000 | 85.6% | 84.96% | Interior |  |  | 85.6% | 1040667000 | 999859300
| 1040671000 | 86.18% | 84.96% | Interior |  |  | 86.18% | 1040671000 | 999859300
| 1040671000 | 85.97% | 84.96% | Interior |  |  | 85.97% | 1040671000 | 999859300
| 1040673000 | 85.66% | 84.96% | Interior |  |  | 85.66% | 1040673000 | 999859300
| 1040686000 | 85.52% | 84.96% | Interior |  |  | 85.52% | 1040686000 | 999859300
| 1040695000 | 85.91% | 84.96% | Interior |  |  | 85.91% | 1040695000 | 999859300
| 1040699000 | 85.52% | 84.96% | Interior |  |  | 85.52% | 1040699000 | 999859300
| 1040713000 | 85.97% | 84.96% | Interior |  |  | 85.97% | 1040713000 | 999859300
| 1040738000 | 85.69% | 84.96% | Interior |  |  | 85.69% | 1040738000 | 999859300
| 1040751000 | 86.18% | 84.96% | Interior |  |  | 86.18% | 1040751000 | 999859300
| 1040756000 | 85.62% | 84.96% | Interior |  |  | 85.62% | 1040756000 | 999859300
| 1040794000 | 86.01% | 84.96% | Interior |  |  | 86.01% | 1040794000 | 999859300
| 1040795000 | 86.01% | 84.96% | Interior |  |  | 86.01% | 1040795000 | 999859300
| 1040826000 | 85.72% | 84.96% | Interior |  |  | 85.72% | 1040826000 | 999859300
| 1040838000 | 85.72% | 84.96% | Interior |  |  | 85.72% | 1040838000 | 999859300
| 1040848000 | 86.17% | 84.96% | Interior |  |  | 86.17% | 1040848000 | 999859300
| 1040861000 | 85.57% | 84.96% | Interior |  |  | 85.57% | 1040861000 | 999859300
| 1040882000 | 86.03% | 84.96% | Interior |  |  | 86.03% | 1040882000 | 999859300
| 1040905000 | 85.82% | 84.96% | Interior |  |  | 85.82% | 1040905000 | 999859300
| 1040930000 | 86.06% | 84.96% | Interior |  |  | 86.06% | 1040930000 | 999859300
| 1040933000 | 85.76% | 84.96% | Interior |  |  | 85.76% | 1040933000 | 999859300
| 1040983000 | 86.07% | 84.96% | Interior |  |  | 86.07% | 1040983000 | 999859300
| 1040988000 | 85.92% | 84.96% | Interior |  |  | 85.92% | 1040988000 | 999859300
| 1040998000 | 85.37% | 84.96% | Interior |  |  | 85.37% | 1040998000 | 999859300
| 1041001000 | 85.92% | 84.96% | Interior |  |  | 85.92% | 1041001000 | 999859300
| 1041030000 | 85.63% | 84.96% | Interior |  |  | 85.63% | 1041030000 | 999859300
| 1041058000 | 86.02% | 84.96% | Interior |  |  | 86.02% | 1041058000 | 999859300
| 1041074000 | 85.61% | 84.96% | Interior |  |  | 85.61% | 1041074000 | 999859300
| 1041075000 | 85.42% | 84.96% | Interior |  |  | 85.42% | 1041075000 | 999859300
| 1041078000 | 85.96% | 84.96% | Interior |  |  | 85.96% | 1041078000 | 999859300
| 1041087000 | 85.53% | 84.96% | Interior |  |  | 85.53% | 1041087000 | 999859300
| 1041111000 | 86.03% | 84.96% | Interior |  |  | 86.03% | 1041111000 | 999859300
| 1041124000 | 85.66% | 84.96% | Interior |  |  | 85.66% | 1041124000 | 999859300
| 1041132000 | 85.53% | 84.96% | Interior |  |  | 85.53% | 1041132000 | 999859300
| 1041137000 | 85.45% | 84.96% | Interior |  |  | 85.45% | 1041137000 | 999859300
| 1041148000 | 85.58% | 84.96% | Interior |  |  | 85.58% | 1041148000 | 999859300
| 1041151000 | 85.4% | 84.96% | Interior |  |  | 85.4% | 1041151000 | 999859300
| 1041160000 | 86.06% | 84.96% | Interior |  |  | 86.06% | 1041160000 | 999859300
| 1041183000 | 85.73% | 84.96% | Interior |  |  | 85.73% | 1041183000 | 999859300
| 1041217000 | 85.7% | 84.96% | Interior |  |  | 85.7% | 1041217000 | 999859300
| 1041231000 | 85.67% | 84.96% | Interior |  |  | 85.67% | 1041231000 | 999859300
| 1041236000 | 86.25% | 84.96% | Interior |  |  | 86.25% | 1041236000 | 999859300
| 1041240000 | 85.77% | 84.96% | Interior |  |  | 85.77% | 1041240000 | 999859300
| 1041246000 | 85.76% | 84.96% | Interior |  |  | 85.76% | 1041246000 | 999859300
| 1041247000 | 85.61% | 84.96% | Interior |  |  | 85.61% | 1041247000 | 999859300
| 1041268000 | 85.71% | 84.96% | Interior |  |  | 85.71% | 1041268000 | 999859300
| 1041275000 | 85.77% | 84.96% | Interior |  |  | 85.77% | 1041275000 | 999859300
| 1041286000 | 86.09% | 84.96% | Interior |  |  | 86.09% | 1041286000 | 999859300
| 1041288000 | 85.71% | 84.96% | Interior |  |  | 85.71% | 1041288000 | 999859300
| 1041310000 | 85.42% | 84.96% | Interior |  |  | 85.42% | 1041310000 | 999859300
| 1041344000 | 85.79% | 84.96% | Interior |  |  | 85.79% | 1041344000 | 999859300
| 1041345000 | 85.81% | 84.96% | Interior |  |  | 85.81% | 1041345000 | 999859300
| 1041350000 | 85.88% | 84.96% | Interior |  |  | 85.88% | 1041350000 | 999859300
| 1041357000 | 85.72% | 84.96% | Interior |  |  | 85.72% | 1041357000 | 999859300
| 1041363000 | 85.97% | 84.96% | Interior |  |  | 85.97% | 1041363000 | 999859300
| 1041365000 | 85.66% | 84.96% | Interior |  |  | 85.66% | 1041365000 | 999859300
| 1041368000 | 85.6% | 84.96% | Interior |  |  | 85.6% | 1041368000 | 999859300
| 1041378000 | 85.82% | 84.96% | Interior |  |  | 85.82% | 1041378000 | 999859300
| 1041379000 | 85.69% | 84.96% | Interior |  |  | 85.69% | 1041379000 | 999859300
| 1041386000 | 85.96% | 84.96% | Interior |  |  | 85.96% | 1041386000 | 999859300
| 1041392000 | 85.69% | 84.96% | Interior |  |  | 85.69% | 1041392000 | 999859300
| 1041406000 | 85.63% | 84.96% | Interior |  |  | 85.63% | 1041406000 | 999859300
| 1041408000 | 86.23% | 84.96% | Interior |  |  | 86.23% | 1041408000 | 999859300
| 1041417000 | 86.13% | 84.96% | Interior |  |  | 86.13% | 1041417000 | 999859300
| 1041420000 | 85.75% | 84.96% | Interior |  |  | 85.75% | 1041420000 | 999859300
| 1041430000 | 85.69% | 84.96% | Interior |  |  | 85.69% | 1041430000 | 999859300
| 1041449000 | 85.52% | 84.96% | Interior |  |  | 85.52% | 1041449000 | 999859300
| 1041463000 | 86.07% | 84.96% | Interior |  |  | 86.07% | 1041463000 | 999859300
| 1041482000 | 85.62% | 84.96% | Interior |  |  | 85.62% | 1041482000 | 999859300
| 1041484000 | 85.62% | 84.96% | Interior |  |  | 85.62% | 1041484000 | 999859300
| 1041485000 | 86.01% | 84.96% | Interior |  |  | 86.01% | 1041485000 | 999859300
| 1041486000 | 85.33% | 84.96% | Interior |  |  | 85.33% | 1041486000 | 999859300
| 1041519000 | 85.78% | 84.96% | Interior |  |  | 85.78% | 1041519000 | 999859300
| 1041539000 | 85.72% | 84.96% | Interior |  |  | 85.72% | 1041539000 | 999859300
| 1041553000 | 85.83% | 84.96% | Interior |  |  | 85.83% | 1041553000 | 999859300
| 1041555000 | 85.68% | 84.96% | Interior |  |  | 85.68% | 1041555000 | 999859300
| 1041558000 | 85.66% | 84.96% | Interior |  |  | 85.66% | 1041558000 | 999859300
| 1041561000 | 85.95% | 84.96% | Interior |  |  | 85.95% | 1041561000 | 999859300
| 1041592000 | 85.73% | 84.96% | Interior |  |  | 85.73% | 1041592000 | 999859300
| 1041595000 | 86.12% | 84.96% | Interior |  |  | 86.12% | 1041595000 | 999859300
| 1041604000 | 85.87% | 84.96% | Interior |  |  | 85.87% | 1041604000 | 999859300
| 1041609000 | 85.82% | 84.96% | Interior |  |  | 85.82% | 1041609000 | 999859300
| 1041621000 | 85.37% | 84.96% | Interior |  |  | 85.37% | 1041621000 | 999859300
| 1041624000 | 86.09% | 84.96% | Interior |  |  | 86.09% | 1041624000 | 999859300
| 1041634000 | 86.03% | 84.96% | Interior |  |  | 86.03% | 1041634000 | 999859300
| 1041690000 | 85.37% | 84.96% | Interior |  |  | 85.37% | 1041690000 | 999859300
| 1041691000 | 85.47% | 84.96% | Interior |  |  | 85.47% | 1041691000 | 999859300
| 1041727000 | 85.82% | 84.96% | Interior |  |  | 85.82% | 1041727000 | 999859300
| 1041735000 | 85.76% | 84.96% | Interior |  |  | 85.76% | 1041735000 | 999859300
| 1041779000 | 85.86% | 84.96% | Interior |  |  | 85.86% | 1041779000 | 999859300
| 1041803000 | 86.03% | 84.96% | Interior |  |  | 86.03% | 1041803000 | 999859300
| 1041834000 | 85.94% | 84.96% | Interior |  |  | 85.94% | 1041834000 | 999859300
| 1041834000 | 85.67% | 84.96% | Interior |  |  | 85.67% | 1041834000 | 999859300
| 1041852000 | 85.88% | 84.96% | Interior |  |  | 85.88% | 1041852000 | 999859300
| 1041858000 | 85.61% | 84.96% | Interior |  |  | 85.61% | 1041858000 | 999859300
| 1041904000 | 85.77% | 84.96% | Interior |  |  | 85.77% | 1041904000 | 999859300
| 1041929000 | 85.71% | 84.96% | Interior |  |  | 85.71% | 1041929000 | 999859300
| 1041932000 | 85.92% | 84.96% | Interior |  |  | 85.92% | 1041932000 | 999859300
| 1041945000 | 86.08% | 84.96% | Interior |  |  | 86.08% | 1041945000 | 999859300
| 1041961000 | 86.19% | 84.96% | Interior |  |  | 86.19% | 1041961000 | 999859300
| 1041964000 | 86.01% | 84.96% | Interior |  |  | 86.01% | 1041964000 | 999859300
| 1041967000 | 85.77% | 84.96% | Interior |  |  | 85.77% | 1041967000 | 999859300
| 1041975000 | 85.87% | 84.96% | Interior |  |  | 85.87% | 1041975000 | 999859300
| 1041981000 | 85.5% | 84.96% | Interior |  |  | 85.5% | 1041981000 | 999859300
| 1041999000 | 85.81% | 84.96% | Interior |  |  | 85.81% | 1041999000 | 999859300
| 1042001000 | 85.42% | 84.96% | Interior |  |  | 85.42% | 1042001000 | 999859300
| 1042008000 | 85.42% | 84.96% | Interior |  |  | 85.42% | 1042008000 | 999859300
| 1042026000 | 85.87% | 84.96% | Interior |  |  | 85.87% | 1042026000 | 999859300
| 1042069000 | 85.52% | 84.96% | Interior |  |  | 85.52% | 1042069000 | 999859300
| 1042069000 | 85.78% | 84.96% | Interior |  |  | 85.78% | 1042069000 | 999859300
| 1042079000 | 85.91% | 84.96% | Interior |  |  | 85.91% | 1042079000 | 999859300
| 1042096000 | 85.72% | 84.96% | Interior |  |  | 85.72% | 1042096000 | 999859300
| 1042108000 | 85.91% | 84.96% | Interior |  |  | 85.91% | 1042108000 | 999859300
| 1042122000 | 86.07% | 84.96% | Interior |  |  | 86.07% | 1042122000 | 999859300
| 1042135000 | 86.18% | 84.96% | Interior |  |  | 86.18% | 1042135000 | 999859300
| 1042140000 | 85.62% | 84.96% | Interior |  |  | 85.62% | 1042140000 | 999859300
| 1042195000 | 85.93% | 84.96% | Interior |  |  | 85.93% | 1042195000 | 999859300
| 1042210000 | 85.72% | 84.96% | Interior |  |  | 85.72% | 1042210000 | 999859300
| 1042215000 | 85.95% | 84.96% | Interior |  |  | 85.95% | 1042215000 | 999859300
| 1042239000 | 85.66% | 84.96% | Interior |  |  | 85.66% | 1042239000 | 999859300
| 1042244000 | 85.57% | 84.96% | Interior |  |  | 85.57% | 1042244000 | 999859300
| 1042285000 | 85.97% | 84.96% | Interior |  |  | 85.97% | 1042285000 | 999859300
| 1042288000 | 85.82% | 84.96% | Interior |  |  | 85.82% | 1042288000 | 999859300
| 1042301000 | 85.82% | 84.96% | Interior |  |  | 85.82% | 1042301000 | 999859300
| 1042311000 | 85.6% | 84.96% | Interior |  |  | 85.6% | 1042311000 | 999859300
| 1042315000 | 86.09% | 84.96% | Interior |  |  | 86.09% | 1042315000 | 999859300
| 1042325000 | 85.54% | 84.96% | Interior |  |  | 85.54% | 1042325000 | 999859300
| 1042371000 | 85.92% | 84.96% | Interior |  |  | 85.92% | 1042371000 | 999859300
| 1042385000 | 85.92% | 84.96% | Interior |  |  | 85.92% | 1042385000 | 999859300
| 1042391000 | 85.86% | 84.96% | Interior |  |  | 85.86% | 1042391000 | 999859300
| 1042398000 | 85.55% | 84.96% | Interior |  |  | 85.55% | 1042398000 | 999859300
| 1042414000 | 85.63% | 84.96% | Interior |  |  | 85.63% | 1042414000 | 999859300
| 1042422000 | 85.47% | 84.96% | Interior |  |  | 85.47% | 1042422000 | 999859300
| 1042431000 | 85.57% | 84.96% | Interior |  |  | 85.57% | 1042431000 | 999859300
| 1042462000 | 85.96% | 84.96% | Interior |  |  | 85.96% | 1042462000 | 999859300
| 1042470000 | 85.53% | 84.96% | Interior |  |  | 85.53% | 1042470000 | 999859300
| 1042513000 | 85.48% | 84.96% | Interior |  |  | 85.48% | 1042513000 | 999859300
| 1042521000 | 85.45% | 84.96% | Interior |  |  | 85.45% | 1042521000 | 999859300
| 1042521000 | 85.97% | 84.96% | Interior |  |  | 85.97% | 1042521000 | 999859300
| 1042530000 | 85.67% | 84.96% | Interior |  |  | 85.67% | 1042530000 | 999859300
| 1042532000 | 85.58% | 84.96% | Interior |  |  | 85.58% | 1042532000 | 999859300
| 1042534000 | 85.4% | 84.96% | Interior |  |  | 85.4% | 1042534000 | 999859300
| 1042559000 | 85.61% | 84.96% | Interior |  |  | 85.61% | 1042559000 | 999859300
| 1042569000 | 85.98% | 84.96% | Interior |  |  | 85.98% | 1042569000 | 999859300
| 1042613000 | 85.65% | 84.96% | Interior |  |  | 85.65% | 1042613000 | 999859300
| 1042614000 | 85.67% | 84.96% | Interior |  |  | 85.67% | 1042614000 | 999859300
| 1042624000 | 85.77% | 84.96% | Interior |  |  | 85.77% | 1042624000 | 999859300
| 1042631000 | 85.61% | 84.96% | Interior |  |  | 85.61% | 1042631000 | 999859300
| 1042638000 | 85.7% | 84.96% | Interior |  |  | 85.7% | 1042638000 | 999859300
| 1042650000 | 85.32% | 84.96% | Interior |  |  | 85.32% | 1042650000 | 999859300
| 1042652000 | 85.71% | 84.96% | Interior |  |  | 85.71% | 1042652000 | 999859300
| 1042666000 | 85.87% | 84.96% | Interior |  |  | 85.87% | 1042666000 | 999859300
| 1042671000 | 85.71% | 84.96% | Interior |  |  | 85.71% | 1042671000 | 999859300
| 1042676000 | 85.5% | 84.96% | Interior |  |  | 85.5% | 1042676000 | 999859300
| 1042691000 | 86.02% | 84.96% | Interior |  |  | 86.02% | 1042691000 | 999859300
| 1042693000 | 85.27% | 84.96% | Interior |  |  | 85.27% | 1042693000 | 999859300
| 1042699000 | 85.86% | 84.96% | Interior |  |  | 85.86% | 1042699000 | 999859300
| 1042723000 | 85.39% | 84.96% | Interior |  |  | 85.39% | 1042723000 | 999859300
| 1042733000 | 85.88% | 84.96% | Interior |  |  | 85.88% | 1042733000 | 999859300
| 1042747000 | 85.97% | 84.96% | Interior |  |  | 85.97% | 1042747000 | 999859300
| 1042748000 | 85.3% | 84.96% | Interior |  |  | 85.3% | 1042748000 | 999859300
| 1042761000 | 85.82% | 84.96% | Interior |  |  | 85.82% | 1042761000 | 999859300
| 1042770000 | 85.91% | 84.96% | Interior |  |  | 85.91% | 1042770000 | 999859300
| 1042774000 | 85.52% | 84.96% | Interior |  |  | 85.52% | 1042774000 | 999859300
| 1042781000 | 85.63% | 84.96% | Interior |  |  | 85.63% | 1042781000 | 999859300
| 1042789000 | 85.63% | 84.96% | Interior |  |  | 85.63% | 1042789000 | 999859300
| 1042813000 | 85.69% | 84.96% | Interior |  |  | 85.69% | 1042813000 | 999859300
| 1042833000 | 85.52% | 84.96% | Interior |  |  | 85.52% | 1042833000 | 999859300
| 1042849000 | 85.41% | 84.96% | Interior |  |  | 85.41% | 1042849000 | 999859300
| 1042866000 | 85.62% | 84.96% | Interior |  |  | 85.62% | 1042866000 | 999859300
| 1042868000 | 85.62% | 84.96% | Interior |  |  | 85.62% | 1042868000 | 999859300
| 1042869000 | 86.01% | 84.96% | Interior |  |  | 86.01% | 1042869000 | 999859300
| 1042870000 | 85.33% | 84.96% | Interior |  |  | 85.33% | 1042870000 | 999859300
| 1042874000 | 85.85% | 84.96% | Interior |  |  | 85.85% | 1042874000 | 999859300
| 1042890000 | 85.56% | 84.96% | Interior |  |  | 85.56% | 1042890000 | 999859300
| 1042922000 | 85.72% | 84.96% | Interior |  |  | 85.72% | 1042922000 | 999859300
| 1042936000 | 85.57% | 84.96% | Interior |  |  | 85.57% | 1042936000 | 999859300
| 1042941000 | 85.27% | 84.96% | Interior |  |  | 85.27% | 1042941000 | 999859300
| 1042944000 | 85.77% | 84.96% | Interior |  |  | 85.77% | 1042944000 | 999859300
| 1042958000 | 85.62% | 84.96% | Interior |  |  | 85.62% | 1042958000 | 999859300
| 1042973000 | 86.08% | 84.96% | Interior |  |  | 86.08% | 1042973000 | 999859300
| 1042975000 | 85.73% | 84.96% | Interior |  |  | 85.73% | 1042975000 | 999859300
| 1042990000 | 85.55% | 84.96% | Interior |  |  | 85.55% | 1042990000 | 999859300
| 1043002000 | 85.6% | 84.96% | Interior |  |  | 85.6% | 1043002000 | 999859300
| 1043004000 | 85.37% | 84.96% | Interior |  |  | 85.37% | 1043004000 | 999859300
| 1043006000 | 85.67% | 84.96% | Interior |  |  | 85.67% | 1043006000 | 999859300
| 1043017000 | 86.03% | 84.96% | Interior |  |  | 86.03% | 1043017000 | 999859300
| 1043077000 | 85.92% | 84.96% | Interior |  |  | 85.92% | 1043077000 | 999859300
| 1043105000 | 85.63% | 84.96% | Interior |  |  | 85.63% | 1043105000 | 999859300
| 1043118000 | 85.76% | 84.96% | Interior |  |  | 85.76% | 1043118000 | 999859300
| 1043147000 | 85.57% | 84.96% | Interior |  |  | 85.57% | 1043147000 | 999859300
| 1043172000 | 85.51% | 84.96% | Interior |  |  | 85.51% | 1043172000 | 999859300
| 1043175000 | 85.78% | 84.96% | Interior |  |  | 85.78% | 1043175000 | 999859300
| 1043191000 | 85.24% | 84.96% | Interior |  |  | 85.24% | 1043191000 | 999859300
| 1043213000 | 85.97% | 84.96% | Interior |  |  | 85.97% | 1043213000 | 999859300
| 1043217000 | 85.94% | 84.96% | Interior |  |  | 85.94% | 1043217000 | 999859300
| 1043217000 | 85.67% | 84.96% | Interior |  |  | 85.67% | 1043217000 | 999859300
| 1043229000 | 85.97% | 84.96% | Interior |  |  | 85.97% | 1043229000 | 999859300
| 1043230000 | 85.56% | 84.96% | Interior |  |  | 85.56% | 1043230000 | 999859300
| 1043237000 | 85.91% | 84.96% | Interior |  |  | 85.91% | 1043237000 | 999859300
| 1043242000 | 85.61% | 84.96% | Interior |  |  | 85.61% | 1043242000 | 999859300
| 1043245000 | 85.82% | 84.96% | Interior |  |  | 85.82% | 1043245000 | 999859300
| 1043288000 | 85.77% | 84.96% | Interior |  |  | 85.77% | 1043288000 | 999859300
| 1043306000 | 85.67% | 84.96% | Interior |  |  | 85.67% | 1043306000 | 999859300
| 1043312000 | 85.71% | 84.96% | Interior |  |  | 85.71% | 1043312000 | 999859300
| 1043317000 | 85.4% | 84.96% | Interior |  |  | 85.4% | 1043317000 | 999859300
| 1043321000 | 85.32% | 84.96% | Interior |  |  | 85.32% | 1043321000 | 999859300
| 1043341000 | 85.32% | 84.96% | Interior |  |  | 85.32% | 1043341000 | 999859300
| 1043350000 | 85.77% | 84.96% | Interior |  |  | 85.77% | 1043350000 | 999859300
| 1043383000 | 85.81% | 84.96% | Interior |  |  | 85.81% | 1043383000 | 999859300
| 1043385000 | 85.42% | 84.96% | Interior |  |  | 85.42% | 1043385000 | 999859300
| 1043407000 | 85.96% | 84.96% | Interior |  |  | 85.96% | 1043407000 | 999859300
| 1043421000 | 85.81% | 84.96% | Interior |  |  | 85.81% | 1043421000 | 999859300
| 1043453000 | 85.78% | 84.96% | Interior |  |  | 85.78% | 1043453000 | 999859300
| 1043453000 | 85.52% | 84.96% | Interior |  |  | 85.52% | 1043453000 | 999859300
| 1043480000 | 85.72% | 84.96% | Interior |  |  | 85.72% | 1043480000 | 999859300
| 1043508000 | 85.83% | 84.96% | Interior |  |  | 85.83% | 1043508000 | 999859300
| 1043518000 | 85.85% | 84.96% | Interior |  |  | 85.85% | 1043518000 | 999859300
| 1043523000 | 85.62% | 84.96% | Interior |  |  | 85.62% | 1043523000 | 999859300
| 1043552000 | 85.56% | 84.96% | Interior |  |  | 85.56% | 1043552000 | 999859300
| 1043593000 | 85.72% | 84.96% | Interior |  |  | 85.72% | 1043593000 | 999859300
| 1043598000 | 85.87% | 84.96% | Interior |  |  | 85.87% | 1043598000 | 999859300
| 1043614000 | 85.72% | 84.96% | Interior |  |  | 85.72% | 1043614000 | 999859300
| 1043643000 | 85.51% | 84.96% | Interior |  |  | 85.51% | 1043643000 | 999859300
| 1043669000 | 86.03% | 84.96% | Interior |  |  | 86.03% | 1043669000 | 999859300
| 1043672000 | 85.82% | 84.96% | Interior |  |  | 85.82% | 1043672000 | 999859300
| 1043684000 | 85.82% | 84.96% | Interior |  |  | 85.82% | 1043684000 | 999859300
| 1043691000 | 85.45% | 84.96% | Interior |  |  | 85.45% | 1043691000 | 999859300
| 1043695000 | 85.63% | 84.96% | Interior |  |  | 85.63% | 1043695000 | 999859300
| 1043704000 | 85.76% | 84.96% | Interior |  |  | 85.76% | 1043704000 | 999859300
| 1043705000 | 85.49% | 84.96% | Interior |  |  | 85.49% | 1043705000 | 999859300
| 1043708000 | 85.54% | 84.96% | Interior |  |  | 85.54% | 1043708000 | 999859300
| 1043709000 | 86.03% | 84.96% | Interior |  |  | 86.03% | 1043709000 | 999859300
| 1043717000 | 85.37% | 84.96% | Interior |  |  | 85.37% | 1043717000 | 999859300
| 1043775000 | 85.86% | 84.96% | Interior |  |  | 85.86% | 1043775000 | 999859300
| 1043795000 | 85.86% | 84.96% | Interior |  |  | 85.86% | 1043795000 | 999859300
| 1043806000 | 85.47% | 84.96% | Interior |  |  | 85.47% | 1043806000 | 999859300
| 1043822000 | 85.19% | 84.96% | Interior |  |  | 85.19% | 1043822000 | 999859300
| 1043837000 | 85.57% | 84.96% | Interior |  |  | 85.57% | 1043837000 | 999859300
| 1043847000 | 86.02% | 84.96% | Interior |  |  | 86.02% | 1043847000 | 999859300
| 1043867000 | 85.51% | 84.96% | Interior |  |  | 85.51% | 1043867000 | 999859300
| 1043872000 | 85.88% | 84.96% | Interior |  |  | 85.88% | 1043872000 | 999859300
| 1043905000 | 85.45% | 84.96% | Interior |  |  | 85.45% | 1043905000 | 999859300
| 1043913000 | 85.67% | 84.96% | Interior |  |  | 85.67% | 1043913000 | 999859300
| 1043918000 | 85.4% | 84.96% | Interior |  |  | 85.4% | 1043918000 | 999859300
| 1043942000 | 85.61% | 84.96% | Interior |  |  | 85.61% | 1043942000 | 999859300
| 1043976000 | 85.92% | 84.96% | Interior |  |  | 85.92% | 1043976000 | 999859300
| 1043980000 | 85.77% | 84.96% | Interior |  |  | 85.77% | 1043980000 | 999859300
| 1043989000 | 85.4% | 84.96% | Interior |  |  | 85.4% | 1043989000 | 999859300
| 1044007000 | 85.77% | 84.96% | Interior |  |  | 85.77% | 1044007000 | 999859300
| 1044015000 | 85.61% | 84.96% | Interior |  |  | 85.61% | 1044015000 | 999859300
| 1044017000 | 85.48% | 84.96% | Interior |  |  | 85.48% | 1044017000 | 999859300
| 1044018000 | 85.22% | 84.96% | Interior |  |  | 85.22% | 1044018000 | 999859300
| 1044023000 | 85.76% | 84.96% | Interior |  |  | 85.76% | 1044023000 | 999859300
| 1044035000 | 85.71% | 84.96% | Interior |  |  | 85.71% | 1044035000 | 999859300
| 1044041000 | 85.42% | 84.96% | Interior |  |  | 85.42% | 1044041000 | 999859300
| 1044050000 | 85.87% | 84.96% | Interior |  |  | 85.87% | 1044050000 | 999859300
| 1044056000 | 85.35% | 84.96% | Interior |  |  | 85.35% | 1044056000 | 999859300
| 1044069000 | 85.92% | 84.96% | Interior |  |  | 85.92% | 1044069000 | 999859300
| 1044074000 | 85.81% | 84.96% | Interior |  |  | 85.81% | 1044074000 | 999859300
| 1044076000 | 85.27% | 84.96% | Interior |  |  | 85.27% | 1044076000 | 999859300
| 1044084000 | 85.42% | 84.96% | Interior |  |  | 85.42% | 1044084000 | 999859300
| 1044117000 | 85.88% | 84.96% | Interior |  |  | 85.88% | 1044117000 | 999859300
| 1044144000 | 85.58% | 84.96% | Interior |  |  | 85.58% | 1044144000 | 999859300
| 1044145000 | 85.82% | 84.96% | Interior |  |  | 85.82% | 1044145000 | 999859300
| 1044154000 | 85.91% | 84.96% | Interior |  |  | 85.91% | 1044154000 | 999859300
| 1044158000 | 85.52% | 84.96% | Interior |  |  | 85.52% | 1044158000 | 999859300
| 1044174000 | 85.26% | 84.96% | Interior |  |  | 85.26% | 1044174000 | 999859300
| 1044182000 | 86.09% | 84.96% | Interior |  |  | 86.09% | 1044182000 | 999859300
| 1044196000 | 85.56% | 84.96% | Interior |  |  | 85.56% | 1044196000 | 999859300
| 1044199000 | 85.75% | 84.96% | Interior |  |  | 85.75% | 1044199000 | 999859300
| 1044210000 | 85.61% | 84.96% | Interior |  |  | 85.61% | 1044210000 | 999859300
| 1044216000 | 85.52% | 84.96% | Interior |  |  | 85.52% | 1044216000 | 999859300
| 1044242000 | 85.46% | 84.96% | Interior |  |  | 85.46% | 1044242000 | 999859300
| 1044249000 | 85.62% | 84.96% | Interior |  |  | 85.62% | 1044249000 | 999859300
| 1044252000 | 85.62% | 84.96% | Interior |  |  | 85.62% | 1044252000 | 999859300
| 1044253000 | 85.33% | 84.96% | Interior |  |  | 85.33% | 1044253000 | 999859300
| 1044280000 | 85.56% | 84.96% | Interior |  |  | 85.56% | 1044280000 | 999859300
| 1044288000 | 85.17% | 84.96% | Interior |  |  | 85.17% | 1044288000 | 999859300
| 1044313000 | 85.64% | 84.96% | Interior |  |  | 85.64% | 1044313000 | 999859300
| 1044320000 | 85.57% | 84.96% | Interior |  |  | 85.57% | 1044320000 | 999859300
| 1044324000 | 85.27% | 84.96% | Interior |  |  | 85.27% | 1044324000 | 999859300
| 1044335000 | 85.51% | 84.96% | Interior |  |  | 85.51% | 1044335000 | 999859300
| 1044357000 | 86.08% | 84.96% | Interior |  |  | 86.08% | 1044357000 | 999859300
| 1044359000 | 85.73% | 84.96% | Interior |  |  | 85.73% | 1044359000 | 999859300
| 1044364000 | 85.82% | 84.96% | Interior |  |  | 85.82% | 1044364000 | 999859300
| 1044368000 | 85.54% | 84.96% | Interior |  |  | 85.54% | 1044368000 | 999859300
| 1044372000 | 85.15% | 84.96% | Interior |  |  | 85.15% | 1044372000 | 999859300
| 1044373000 | 85.55% | 84.96% | Interior |  |  | 85.55% | 1044373000 | 999859300
| 1044379000 | 85.25% | 84.96% | Interior |  |  | 85.25% | 1044379000 | 999859300
| 1044386000 | 85.6% | 84.96% | Interior |  |  | 85.6% | 1044386000 | 999859300
| 1044397000 | 85.49% | 84.96% | Interior |  |  | 85.49% | 1044397000 | 999859300
| 1044418000 | 85.98% | 84.96% | Interior |  |  | 85.98% | 1044418000 | 999859300
| 1044420000 | 85.57% | 84.96% | Interior |  |  | 85.57% | 1044420000 | 999859300
| 1044482000 | 85.47% | 84.96% | Interior |  |  | 85.47% | 1044482000 | 999859300
| 1044487000 | 85.86% | 84.96% | Interior |  |  | 85.86% | 1044487000 | 999859300
| 1044489000 | 85.63% | 84.96% | Interior |  |  | 85.63% | 1044489000 | 999859300
| 1044506000 | 85.57% | 84.96% | Interior |  |  | 85.57% | 1044506000 | 999859300
| 1044509000 | 85.41% | 84.96% | Interior |  |  | 85.41% | 1044509000 | 999859300
| 1044513000 | 85.19% | 84.96% | Interior |  |  | 85.19% | 1044513000 | 999859300
| 1044514000 | 85.68% | 84.96% | Interior |  |  | 85.68% | 1044514000 | 999859300
| 1044525000 | 85.8% | 84.96% | Interior |  |  | 85.8% | 1044525000 | 999859300
| 1044530000 | 85.57% | 84.96% | Interior |  |  | 85.57% | 1044530000 | 999859300
| 1044532000 | 85.87% | 84.96% | Interior |  |  | 85.87% | 1044532000 | 999859300
| 1044545000 | 85.53% | 84.96% | Interior |  |  | 85.53% | 1044545000 | 999859300
| 1044556000 | 85.51% | 84.96% | Interior |  |  | 85.51% | 1044556000 | 999859300
| 1044571000 | 85.72% | 84.96% | Interior |  |  | 85.72% | 1044571000 | 999859300
| 1044573000 | 85.47% | 84.96% | Interior |  |  | 85.47% | 1044573000 | 999859300
| 1044597000 | 85.97% | 84.96% | Interior |  |  | 85.97% | 1044597000 | 999859300
| 1044601000 | 85.94% | 84.96% | Interior |  |  | 85.94% | 1044601000 | 999859300
| 1044601000 | 85.67% | 84.96% | Interior |  |  | 85.67% | 1044601000 | 999859300
| 1044607000 | 85.58% | 84.96% | Interior |  |  | 85.58% | 1044607000 | 999859300
| 1044625000 | 85.61% | 84.96% | Interior |  |  | 85.61% | 1044625000 | 999859300
| 1044626000 | 85.87% | 84.96% | Interior |  |  | 85.87% | 1044626000 | 999859300
| 1044634000 | 85.22% | 84.96% | Interior |  |  | 85.22% | 1044634000 | 999859300
| 1044638000 | 85.52% | 84.96% | Interior |  |  | 85.52% | 1044638000 | 999859300
| 1044640000 | 85.48% | 84.96% | Interior |  |  | 85.48% | 1044640000 | 999859300
| 1044682000 | 85.3% | 84.96% | Interior |  |  | 85.3% | 1044682000 | 999859300
| 1044690000 | 85.67% | 84.96% | Interior |  |  | 85.67% | 1044690000 | 999859300
| 1044696000 | 85.71% | 84.96% | Interior |  |  | 85.71% | 1044696000 | 999859300
| 1044710000 | 85.22% | 84.96% | Interior |  |  | 85.22% | 1044710000 | 999859300
| 1044710000 | 85.86% | 84.96% | Interior |  |  | 85.86% | 1044710000 | 999859300
| 1044725000 | 85.32% | 84.96% | Interior |  |  | 85.32% | 1044725000 | 999859300
| 1044747000 | 85.71% | 84.96% | Interior |  |  | 85.71% | 1044747000 | 999859300
| 1044768000 | 85.42% | 84.96% | Interior |  |  | 85.42% | 1044768000 | 999859300
| 1044809000 | 85.88% | 84.96% | Interior |  |  | 85.88% | 1044809000 | 999859300
| 1044821000 | 85.73% | 84.96% | Interior |  |  | 85.73% | 1044821000 | 999859300
| 1044831000 | 85.75% | 84.96% | Interior |  |  | 85.75% | 1044831000 | 999859300
| 1044836000 | 85.52% | 84.96% | Interior |  |  | 85.52% | 1044836000 | 999859300
| 1044836000 | 85.78% | 84.96% | Interior |  |  | 85.78% | 1044836000 | 999859300
| 1044863000 | 85.72% | 84.96% | Interior |  |  | 85.72% | 1044863000 | 999859300
| 1044865000 | 85.46% | 84.96% | Interior |  |  | 85.46% | 1044865000 | 999859300
| 1044907000 | 85.62% | 84.96% | Interior |  |  | 85.62% | 1044907000 | 999859300
| 1044911000 | 85.77% | 84.96% | Interior |  |  | 85.77% | 1044911000 | 999859300
| 1044917000 | 86.04% | 84.96% | Interior |  |  | 86.04% | 1044917000 | 999859300
| 1044943000 | 85.93% | 84.96% | Interior |  |  | 85.93% | 1044943000 | 999859300
| 1044943000 | 85.62% | 84.96% | Interior |  |  | 85.62% | 1044943000 | 999859300
| 1044977000 | 85.72% | 84.96% | Interior |  |  | 85.72% | 1044977000 | 999859300
| 1044998000 | 85.72% | 84.96% | Interior |  |  | 85.72% | 1044998000 | 999859300
| 1045001000 | 85.35% | 84.96% | Interior |  |  | 85.35% | 1045001000 | 999859300
| 1045017000 | 85.66% | 84.96% | Interior |  |  | 85.66% | 1045017000 | 999859300
| 1045028000 | 85.27% | 84.96% | Interior |  |  | 85.27% | 1045028000 | 999859300
| 1045079000 | 85.63% | 84.96% | Interior |  |  | 85.63% | 1045079000 | 999859300
| 1045083000 | 85.76% | 84.96% | Interior |  |  | 85.76% | 1045083000 | 999859300
| 1045088000 | 85.76% | 84.96% | Interior |  |  | 85.76% | 1045088000 | 999859300
| 1045093000 | 86.03% | 84.96% | Interior |  |  | 86.03% | 1045093000 | 999859300
| 1045100000 | 85.37% | 84.96% | Interior |  |  | 85.37% | 1045100000 | 999859300
| 1045112000 | 85.57% | 84.96% | Interior |  |  | 85.57% | 1045112000 | 999859300
| 1045121000 | 85.91% | 84.96% | Interior |  |  | 85.91% | 1045121000 | 999859300
| 1045150000 | 85.47% | 84.96% | Interior |  |  | 85.47% | 1045150000 | 999859300
| 1045180000 | 85.41% | 84.96% | Interior |  |  | 85.41% | 1045180000 | 999859300
| 1045186000 | 85.78% | 84.96% | Interior |  |  | 85.78% | 1045186000 | 999859300
| 1045220000 | 85.57% | 84.96% | Interior |  |  | 85.57% | 1045220000 | 999859300
| 1045226000 | 85.42% | 84.96% | Interior |  |  | 85.42% | 1045226000 | 999859300
| 1045248000 | 85.36% | 84.96% | Interior |  |  | 85.36% | 1045248000 | 999859300
| 1045250000 | 85.51% | 84.96% | Interior |  |  | 85.51% | 1045250000 | 999859300
| 1045261000 | 85.93% | 84.96% | Interior |  |  | 85.93% | 1045261000 | 999859300
| 1045280000 | 85.82% | 84.96% | Interior |  |  | 85.82% | 1045280000 | 999859300
| 1045288000 | 85.45% | 84.96% | Interior |  |  | 85.45% | 1045288000 | 999859300
| 1045293000 | 85.67% | 84.96% | Interior |  |  | 85.67% | 1045293000 | 999859300
| 1045297000 | 85.67% | 84.96% | Interior |  |  | 85.67% | 1045297000 | 999859300
| 1045301000 | 85.4% | 84.96% | Interior |  |  | 85.4% | 1045301000 | 999859300
| 1045302000 | 85.3% | 84.96% | Interior |  |  | 85.3% | 1045302000 | 999859300
| 1045309000 | 85.39% | 84.96% | Interior |  |  | 85.39% | 1045309000 | 999859300
| 1045326000 | 85.61% | 84.96% | Interior |  |  | 85.61% | 1045326000 | 999859300
| 1045363000 | 85.77% | 84.96% | Interior |  |  | 85.77% | 1045363000 | 999859300
| 1045363000 | 85.67% | 84.96% | Interior |  |  | 85.67% | 1045363000 | 999859300
| 1045388000 | 85.71% | 84.96% | Interior |  |  | 85.71% | 1045388000 | 999859300
| 1045391000 | 85.77% | 84.96% | Interior |  |  | 85.77% | 1045391000 | 999859300
| 1045397000 | 85.32% | 84.96% | Interior |  |  | 85.32% | 1045397000 | 999859300
| 1045400000 | 85.48% | 84.96% | Interior |  |  | 85.48% | 1045400000 | 999859300
| 1045419000 | 85.71% | 84.96% | Interior |  |  | 85.71% | 1045419000 | 999859300
| 1045424000 | 85.42% | 84.96% | Interior |  |  | 85.42% | 1045424000 | 999859300
| 1045458000 | 85.81% | 84.96% | Interior |  |  | 85.81% | 1045458000 | 999859300
| 1045460000 | 85.27% | 84.96% | Interior |  |  | 85.27% | 1045460000 | 999859300
| 1045467000 | 85.42% | 84.96% | Interior |  |  | 85.42% | 1045467000 | 999859300
| 1045469000 | 85.87% | 84.96% | Interior |  |  | 85.87% | 1045469000 | 999859300
| 1045528000 | 85.82% | 84.96% | Interior |  |  | 85.82% | 1045528000 | 999859300
| 1045539000 | 85.65% | 84.96% | Interior |  |  | 85.65% | 1045539000 | 999859300
| 1045541000 | 85.52% | 84.96% | Interior |  |  | 85.52% | 1045541000 | 999859300
| 1045543000 | 85.52% | 84.96% | Interior |  |  | 85.52% | 1045543000 | 999859300
| 1045573000 | 85.46% | 84.96% | Interior |  |  | 85.46% | 1045573000 | 999859300
| 1045600000 | 85.52% | 84.96% | Interior |  |  | 85.52% | 1045600000 | 999859300
| 1045633000 | 85.62% | 84.96% | Interior |  |  | 85.62% | 1045633000 | 999859300
| 1045637000 | 85.33% | 84.96% | Interior |  |  | 85.33% | 1045637000 | 999859300
| 1045664000 | 85.08% | 84.96% | Interior |  |  | 85.08% | 1045664000 | 999859300
| 1045669000 | 85.72% | 84.96% | Interior |  |  | 85.72% | 1045669000 | 999859300
| 1045672000 | 85.17% | 84.96% | Interior |  |  | 85.17% | 1045672000 | 999859300
| 1045692000 | 85.87% | 84.96% | Interior |  |  | 85.87% | 1045692000 | 999859300
| 1045713000 | 85.58% | 84.96% | Interior |  |  | 85.58% | 1045713000 | 999859300
| 1045719000 | 85.51% | 84.96% | Interior |  |  | 85.51% | 1045719000 | 999859300
| 1045724000 | 85.32% | 84.96% | Interior |  |  | 85.32% | 1045724000 | 999859300
| 1045725000 | 85.13% | 84.96% | Interior |  |  | 85.13% | 1045725000 | 999859300
| 1045733000 | 85.23% | 84.96% | Interior |  |  | 85.23% | 1045733000 | 999859300
| 1045742000 | 85.73% | 84.96% | Interior |  |  | 85.73% | 1045742000 | 999859300
| 1045756000 | 85.15% | 84.96% | Interior |  |  | 85.15% | 1045756000 | 999859300
| 1045763000 | 85.25% | 84.96% | Interior |  |  | 85.25% | 1045763000 | 999859300
| 1045775000 | 85.76% | 84.96% | Interior |  |  | 85.76% | 1045775000 | 999859300
| 1045776000 | 85.36% | 84.96% | Interior |  |  | 85.36% | 1045776000 | 999859300
| 1045778000 | 85.49% | 84.96% | Interior |  |  | 85.49% | 1045778000 | 999859300
| 1045827000 | 85.11% | 84.96% | Interior |  |  | 85.11% | 1045827000 | 999859300
| 1045830000 | 85.7% | 84.96% | Interior |  |  | 85.7% | 1045830000 | 999859300
| 1045841000 | 85.37% | 84.96% | Interior |  |  | 85.37% | 1045841000 | 999859300
| 1045845000 | 85.77% | 84.96% | Interior |  |  | 85.77% | 1045845000 | 999859300
| 1045865000 | 85.47% | 84.96% | Interior |  |  | 85.47% | 1045865000 | 999859300
| 1045871000 | 85.86% | 84.96% | Interior |  |  | 85.86% | 1045871000 | 999859300
| 1045872000 | 85.31% | 84.96% | Interior |  |  | 85.31% | 1045872000 | 999859300
| 1045881000 | 85.47% | 84.96% | Interior |  |  | 85.47% | 1045881000 | 999859300
| 1045890000 | 85.57% | 84.96% | Interior |  |  | 85.57% | 1045890000 | 999859300
| 1045892000 | 85.41% | 84.96% | Interior |  |  | 85.41% | 1045892000 | 999859300
| 1045912000 | 85.41% | 84.96% | Interior |  |  | 85.41% | 1045912000 | 999859300
| 1045913000 | 85.62% | 84.96% | Interior |  |  | 85.62% | 1045913000 | 999859300
| 1045914000 | 85.57% | 84.96% | Interior |  |  | 85.57% | 1045914000 | 999859300
| 1045917000 | 85.42% | 84.96% | Interior |  |  | 85.42% | 1045917000 | 999859300
| 1045939000 | 85.51% | 84.96% | Interior |  |  | 85.51% | 1045939000 | 999859300
| 1045953000 | 85.93% | 84.96% | Interior |  |  | 85.93% | 1045953000 | 999859300
| 1045957000 | 85.47% | 84.96% | Interior |  |  | 85.47% | 1045957000 | 999859300
| 1045960000 | 85.12% | 84.96% | Interior |  |  | 85.12% | 1045960000 | 999859300
| 1045980000 | 85.45% | 84.96% | Interior |  |  | 85.45% | 1045980000 | 999859300
| 1045990000 | 85.58% | 84.96% | Interior |  |  | 85.58% | 1045990000 | 999859300
| 1045993000 | 85.4% | 84.96% | Interior |  |  | 85.4% | 1045993000 | 999859300
| 1046009000 | 85.61% | 84.96% | Interior |  |  | 85.61% | 1046009000 | 999859300
| 1046010000 | 85.87% | 84.96% | Interior |  |  | 85.87% | 1046010000 | 999859300
| 1046022000 | 85.52% | 84.96% | Interior |  |  | 85.52% | 1046022000 | 999859300
| 1046023000 | 85.76% | 84.96% | Interior |  |  | 85.76% | 1046023000 | 999859300
| 1046023000 | 85.48% | 84.96% | Interior |  |  | 85.48% | 1046023000 | 999859300
| 1046082000 | 85.77% | 84.96% | Interior |  |  | 85.77% | 1046082000 | 999859300
| 1046090000 | 85.61% | 84.96% | Interior |  |  | 85.61% | 1046090000 | 999859300
| 1046092000 | 85.48% | 84.96% | Interior |  |  | 85.48% | 1046092000 | 999859300
| 1046093000 | 85.22% | 84.96% | Interior |  |  | 85.22% | 1046093000 | 999859300
| 1046108000 | 85.32% | 84.96% | Interior |  |  | 85.32% | 1046108000 | 999859300
| 1046144000 | 85.65% | 84.96% | Interior |  |  | 85.65% | 1046144000 | 999859300
| 1046150000 | 85.63% | 84.96% | Interior |  |  | 85.63% | 1046150000 | 999859300
| 1046152000 | 85.42% | 84.96% | Interior |  |  | 85.42% | 1046152000 | 999859300
| 1046182000 | 85.39% | 84.96% | Interior |  |  | 85.39% | 1046182000 | 999859300
| 1046182000 | 85.36% | 84.96% | Interior |  |  | 85.36% | 1046182000 | 999859300
| 1046220000 | 85.78% | 84.96% | Interior |  |  | 85.78% | 1046220000 | 999859300
| 1046220000 | 85.52% | 84.96% | Interior |  |  | 85.52% | 1046220000 | 999859300
| 1046220000 | 85.82% | 84.96% | Interior |  |  | 85.82% | 1046220000 | 999859300
| 1046224000 | 85.67% | 84.96% | Interior |  |  | 85.67% | 1046224000 | 999859300
| 1046229000 | 85.82% | 84.96% | Interior |  |  | 85.82% | 1046229000 | 999859300
| 1046241000 | 85.43% | 84.96% | Interior |  |  | 85.43% | 1046241000 | 999859300
| 1046247000 | 85.72% | 84.96% | Interior |  |  | 85.72% | 1046247000 | 999859300
| 1046290000 | 85.62% | 84.96% | Interior |  |  | 85.62% | 1046290000 | 999859300
| 1046291000 | 85.52% | 84.96% | Interior |  |  | 85.52% | 1046291000 | 999859300
| 1046315000 | 85.25% | 84.96% | Interior |  |  | 85.25% | 1046315000 | 999859300
| 1046327000 | 85.62% | 84.96% | Interior |  |  | 85.62% | 1046327000 | 999859300
| 1046341000 | 85.17% | 84.96% | Interior |  |  | 85.17% | 1046341000 | 999859300
| 1046349000 | 85.56% | 84.96% | Interior |  |  | 85.56% | 1046349000 | 999859300
| 1046389000 | 85.66% | 84.96% | Interior |  |  | 85.66% | 1046389000 | 999859300
| 1046401000 | 85.66% | 84.96% | Interior |  |  | 85.66% | 1046401000 | 999859300
| 1046407000 | 85.81% | 84.96% | Interior |  |  | 85.81% | 1046407000 | 999859300
| 1046412000 | 85.27% | 84.96% | Interior |  |  | 85.27% | 1046412000 | 999859300
| 1046463000 | 85.63% | 84.96% | Interior |  |  | 85.63% | 1046463000 | 999859300
| 1046463000 | 85.37% | 84.96% | Interior |  |  | 85.37% | 1046463000 | 999859300
| 1046493000 | 85.31% | 84.96% | Interior |  |  | 85.31% | 1046493000 | 999859300
| 1046499000 | 85.68% | 84.96% | Interior |  |  | 85.68% | 1046499000 | 999859300
| 1046534000 | 85.47% | 84.96% | Interior |  |  | 85.47% | 1046534000 | 999859300
| 1046563000 | 85.41% | 84.96% | Interior |  |  | 85.41% | 1046563000 | 999859300
| 1046593000 | 85.72% | 84.96% | Interior |  |  | 85.72% | 1046593000 | 999859300
| 1046596000 | 85.71% | 84.96% | Interior |  |  | 85.71% | 1046596000 | 999859300
| 1046604000 | 85.57% | 84.96% | Interior |  |  | 85.57% | 1046604000 | 999859300
| 1046606000 | 85.57% | 84.96% | Interior |  |  | 85.57% | 1046606000 | 999859300
| 1046625000 | 85.2% | 84.96% | Interior |  |  | 85.2% | 1046625000 | 999859300
| 1046631000 | 85.36% | 84.96% | Interior |  |  | 85.36% | 1046631000 | 999859300
| 1046634000 | 85.51% | 84.96% | Interior |  |  | 85.51% | 1046634000 | 999859300
| 1046674000 | 85.88% | 84.96% | Interior |  |  | 85.88% | 1046674000 | 999859300
| 1046676000 | 85.67% | 84.96% | Interior |  |  | 85.67% | 1046676000 | 999859300
| 1046680000 | 85.67% | 84.96% | Interior |  |  | 85.67% | 1046680000 | 999859300
| 1046701000 | 85.61% | 84.96% | Interior |  |  | 85.61% | 1046701000 | 999859300
| 1046702000 | 85.87% | 84.96% | Interior |  |  | 85.87% | 1046702000 | 999859300
| 1046709000 | 85.61% | 84.96% | Interior |  |  | 85.61% | 1046709000 | 999859300
| 1046710000 | 85.22% | 84.96% | Interior |  |  | 85.22% | 1046710000 | 999859300
| 1046713000 | 85.01% | 84.96% | Interior |  |  | 85.01% | 1046713000 | 999859300
| 1046715000 | 85.48% | 84.96% | Interior |  |  | 85.48% | 1046715000 | 999859300
| 1046718000 | 85.34% | 84.96% | Interior |  |  | 85.34% | 1046718000 | 999859300
| 1046743000 | 85.76% | 84.96% | Interior |  |  | 85.76% | 1046743000 | 999859300
| 1046771000 | 85.71% | 84.96% | Interior |  |  | 85.71% | 1046771000 | 999859300
| 1046780000 | 85.32% | 84.96% | Interior |  |  | 85.32% | 1046780000 | 999859300
| 1046802000 | 85.71% | 84.96% | Interior |  |  | 85.71% | 1046802000 | 999859300
| 1046808000 | 85.42% | 84.96% | Interior |  |  | 85.42% | 1046808000 | 999859300
| 1046843000 | 85.27% | 84.96% | Interior |  |  | 85.27% | 1046843000 | 999859300
| 1046851000 | 85.42% | 84.96% | Interior |  |  | 85.42% | 1046851000 | 999859300
| 1046852000 | 85.87% | 84.96% | Interior |  |  | 85.87% | 1046852000 | 999859300
| 1046861000 | 85.04% | 84.96% | Interior |  |  | 85.04% | 1046861000 | 999859300
| 1046883000 | 85.36% | 84.96% | Interior |  |  | 85.36% | 1046883000 | 999859300
| 1046898000 | 85.3% | 84.96% | Interior |  |  | 85.3% | 1046898000 | 999859300
| 1046913000 | 85.33% | 84.96% | Interior |  |  | 85.33% | 1046913000 | 999859300
| 1046924000 | 85.24% | 84.96% | Interior |  |  | 85.24% | 1046924000 | 999859300
| 1046925000 | 85.52% | 84.96% | Interior |  |  | 85.52% | 1046925000 | 999859300
| 1046966000 | 85.37% | 84.96% | Interior |  |  | 85.37% | 1046966000 | 999859300
| 1046980000 | 85.77% | 84.96% | Interior |  |  | 85.77% | 1046980000 | 999859300
| 1046982000 | 85.62% | 84.96% | Interior |  |  | 85.62% | 1046982000 | 999859300
| 1047016000 | 85.62% | 84.96% | Interior |  |  | 85.62% | 1047016000 | 999859300
| 1047021000 | 85.33% | 84.96% | Interior |  |  | 85.33% | 1047021000 | 999859300
| 1047048000 | 85.08% | 84.96% | Interior |  |  | 85.08% | 1047048000 | 999859300
| 1047051000 | 85.25% | 84.96% | Interior |  |  | 85.25% | 1047051000 | 999859300
| 1047054000 | 85.27% | 84.96% | Interior |  |  | 85.27% | 1047054000 | 999859300
| 1047081000 | 85.66% | 84.96% | Interior |  |  | 85.66% | 1047081000 | 999859300
| 1047124000 | 85.43% | 84.96% | Interior |  |  | 85.43% | 1047124000 | 999859300
| 1047126000 | 85.73% | 84.96% | Interior |  |  | 85.73% | 1047126000 | 999859300
| 1047139000 | 85.15% | 84.96% | Interior |  |  | 85.15% | 1047139000 | 999859300
| 1047143000 | 85.6% | 84.96% | Interior |  |  | 85.6% | 1047143000 | 999859300
| 1047146000 | 85.25% | 84.96% | Interior |  |  | 85.25% | 1047146000 | 999859300
| 1047157000 | 85.67% | 84.96% | Interior |  |  | 85.67% | 1047157000 | 999859300
| 1047158000 | 85.76% | 84.96% | Interior |  |  | 85.76% | 1047158000 | 999859300
| 1047159000 | 85.67% | 84.96% | Interior |  |  | 85.67% | 1047159000 | 999859300
| 1047173000 | 85.19% | 84.96% | Interior |  |  | 85.19% | 1047173000 | 999859300
| 1047176000 | 85.37% | 84.96% | Interior |  |  | 85.37% | 1047176000 | 999859300
| 1047187000 | 85.46% | 84.96% | Interior |  |  | 85.46% | 1047187000 | 999859300
| 1047187000 | 85.28% | 84.96% | Interior |  |  | 85.28% | 1047187000 | 999859300
| 1047198000 | 85.41% | 84.96% | Interior |  |  | 85.41% | 1047198000 | 999859300
| 1047208000 | 85.31% | 84.96% | Interior |  |  | 85.31% | 1047208000 | 999859300
| 1047210000 | 85.11% | 84.96% | Interior |  |  | 85.11% | 1047210000 | 999859300
| 1047224000 | 85.37% | 84.96% | Interior |  |  | 85.37% | 1047224000 | 999859300
| 1047249000 | 85.47% | 84.96% | Interior |  |  | 85.47% | 1047249000 | 999859300
| 1047256000 | 85.31% | 84.96% | Interior |  |  | 85.31% | 1047256000 | 999859300
| 1047264000 | 85.47% | 84.96% | Interior |  |  | 85.47% | 1047264000 | 999859300
| 1047276000 | 85.41% | 84.96% | Interior |  |  | 85.41% | 1047276000 | 999859300
| 1047296000 | 85.41% | 84.96% | Interior |  |  | 85.41% | 1047296000 | 999859300
| 1047298000 | 85.49% | 84.96% | Interior |  |  | 85.49% | 1047298000 | 999859300
| 1047301000 | 85.42% | 84.96% | Interior |  |  | 85.42% | 1047301000 | 999859300
| 1047316000 | 85.02% | 84.96% | Interior |  |  | 85.02% | 1047316000 | 999859300
| 1047323000 | 85.51% | 84.96% | Interior |  |  | 85.51% | 1047323000 | 999859300
| 1047336000 | 85.66% | 84.96% | Interior |  |  | 85.66% | 1047336000 | 999859300
| 1047363000 | 85.45% | 84.96% | Interior |  |  | 85.45% | 1047363000 | 999859300
| 1047372000 | 85.67% | 84.96% | Interior |  |  | 85.67% | 1047372000 | 999859300
| 1047374000 | 85.58% | 84.96% | Interior |  |  | 85.58% | 1047374000 | 999859300
| 1047377000 | 85.4% | 84.96% | Interior |  |  | 85.4% | 1047377000 | 999859300
| 1047384000 | 85.39% | 84.96% | Interior |  |  | 85.39% | 1047384000 | 999859300
| 1047385000 | 85.4% | 84.96% | Interior |  |  | 85.4% | 1047385000 | 999859300
| 1047392000 | 84.98% | 84.96% | Interior |  |  | 84.98% | 1047392000 | 999859300
| 1047404000 | 85.01% | 84.96% | Interior |  |  | 85.01% | 1047404000 | 999859300
| 1047405000 | 85.52% | 84.96% | Interior |  |  | 85.52% | 1047405000 | 999859300
| 1047410000 | 85.34% | 84.96% | Interior |  |  | 85.34% | 1047410000 | 999859300
| 1047425000 | 85.83% | 84.96% | Interior |  |  | 85.83% | 1047425000 | 999859300
| 1047440000 | 85.42% | 84.96% | Interior |  |  | 85.42% | 1047440000 | 999859300
| 1047441000 | 85.11% | 84.96% | Interior |  |  | 85.11% | 1047441000 | 999859300
| 1047458000 | 85.55% | 84.96% | Interior |  |  | 85.55% | 1047458000 | 999859300
| 1047476000 | 85.48% | 84.96% | Interior |  |  | 85.48% | 1047476000 | 999859300
| 1047477000 | 85.22% | 84.96% | Interior |  |  | 85.22% | 1047477000 | 999859300
| 1047492000 | 85.32% | 84.96% | Interior |  |  | 85.32% | 1047492000 | 999859300
| 1047494000 | 85.71% | 84.96% | Interior |  |  | 85.71% | 1047494000 | 999859300
| 1047497000 | 85.53% | 84.96% | Interior |  |  | 85.53% | 1047497000 | 999859300
| 1047514000 | 85.12% | 84.96% | Interior |  |  | 85.12% | 1047514000 | 999859300
| 1047515000 | 85.32% | 84.96% | Interior |  |  | 85.32% | 1047515000 | 999859300
| 1047525000 | 85.26% | 84.96% | Interior |  |  | 85.26% | 1047525000 | 999859300
| 1047534000 | 85.72% | 84.96% | Interior |  |  | 85.72% | 1047534000 | 999859300
| 1047535000 | 85.42% | 84.96% | Interior |  |  | 85.42% | 1047535000 | 999859300
| 1047553000 | 85.04% | 84.96% | Interior |  |  | 85.04% | 1047553000 | 999859300
| 1047555000 | 85.57% | 84.96% | Interior |  |  | 85.57% | 1047555000 | 999859300
| 1047565000 | 85.39% | 84.96% | Interior |  |  | 85.39% | 1047565000 | 999859300
| 1047603000 | 85.52% | 84.96% | Interior |  |  | 85.52% | 1047603000 | 999859300
| 1047603000 | 85.82% | 84.96% | Interior |  |  | 85.82% | 1047603000 | 999859300
| 1047605000 | 85.33% | 84.96% | Interior |  |  | 85.33% | 1047605000 | 999859300
| 1047624000 | 85.43% | 84.96% | Interior |  |  | 85.43% | 1047624000 | 999859300
| 1047628000 | 85.15% | 84.96% | Interior |  |  | 85.15% | 1047628000 | 999859300
| 1047630000 | 85.72% | 84.96% | Interior |  |  | 85.72% | 1047630000 | 999859300
| 1047654000 | 85.07% | 84.96% | Interior |  |  | 85.07% | 1047654000 | 999859300
| 1047658000 | 85.37% | 84.96% | Interior |  |  | 85.37% | 1047658000 | 999859300
| 1047675000 | 85.52% | 84.96% | Interior |  |  | 85.52% | 1047675000 | 999859300
| 1047701000 | 85.46% | 84.96% | Interior |  |  | 85.46% | 1047701000 | 999859300
| 1047702000 | 85.56% | 84.96% | Interior |  |  | 85.56% | 1047702000 | 999859300
| 1047713000 | 85.71% | 84.96% | Interior |  |  | 85.71% | 1047713000 | 999859300
| 1047725000 | 85.17% | 84.96% | Interior |  |  | 85.17% | 1047725000 | 999859300
| 1047732000 | 85.56% | 84.96% | Interior |  |  | 85.56% | 1047732000 | 999859300
| 1047783000 | 85.27% | 84.96% | Interior |  |  | 85.27% | 1047783000 | 999859300
| 1047787000 | 85.72% | 84.96% | Interior |  |  | 85.72% | 1047787000 | 999859300
| 1047812000 | 85.58% | 84.96% | Interior |  |  | 85.58% | 1047812000 | 999859300
| 1047815000 | 85.21% | 84.96% | Interior |  |  | 85.21% | 1047815000 | 999859300
| 1047846000 | 85.63% | 84.96% | Interior |  |  | 85.63% | 1047846000 | 999859300
| 1047847000 | 85.37% | 84.96% | Interior |  |  | 85.37% | 1047847000 | 999859300
| 1047870000 | 85.61% | 84.96% | Interior |  |  | 85.61% | 1047870000 | 999859300
| 1047876000 | 85.31% | 84.96% | Interior |  |  | 85.31% | 1047876000 | 999859300
| 1047906000 | 85.62% | 84.96% | Interior |  |  | 85.62% | 1047906000 | 999859300
| 1047907000 | 85.89% | 84.96% | Interior |  |  | 85.89% | 1047907000 | 999859300
| 1047917000 | 85.47% | 84.96% | Interior |  |  | 85.47% | 1047917000 | 999859300
| 1047941000 | 85.47% | 84.96% | Interior |  |  | 85.47% | 1047941000 | 999859300
| 1047947000 | 85.41% | 84.96% | Interior |  |  | 85.41% | 1047947000 | 999859300
| 1047948000 | 85.78% | 84.96% | Interior |  |  | 85.78% | 1047948000 | 999859300
| 1047977000 | 85.1% | 84.96% | Interior |  |  | 85.1% | 1047977000 | 999859300
| 1047987000 | 85.57% | 84.96% | Interior |  |  | 85.57% | 1047987000 | 999859300
| 1047989000 | 85.57% | 84.96% | Interior |  |  | 85.57% | 1047989000 | 999859300
| 1048015000 | 85.51% | 84.96% | Interior |  |  | 85.51% | 1048015000 | 999859300
| 1048017000 | 85.51% | 84.96% | Interior |  |  | 85.51% | 1048017000 | 999859300
| 1048033000 | 85.66% | 84.96% | Interior |  |  | 85.66% | 1048033000 | 999859300
| 1048035000 | 85.12% | 84.96% | Interior |  |  | 85.12% | 1048035000 | 999859300
| 1048084000 | 85.61% | 84.96% | Interior |  |  | 85.61% | 1048084000 | 999859300
| 1048085000 | 85.87% | 84.96% | Interior |  |  | 85.87% | 1048085000 | 999859300
| 1048093000 | 85.61% | 84.96% | Interior |  |  | 85.61% | 1048093000 | 999859300
| 1048093000 | 85.22% | 84.96% | Interior |  |  | 85.22% | 1048093000 | 999859300

## Sheet2
89.62% | 21.26% | 21.26% | Front | 89.62% | 21.26% | 89.62% | 21.26%
89.6% | 21.24% | 21.24% | Front | 89.6% | 21.24%
89.17% | 20.75% | 20.75% | Front | 89.17% | 20.75%
89.16% | 20.73% | 20.73% | Front | 89.16% | 20.73%
89.14% | 20.71% | 20.71% | Front | 89.14% | 20.71%
88.95% | 20.48% | 20.48% | Front | 88.95% | 20.48%
88.93% | 20.46% | 20.46% | Front | 88.93% | 20.46%
88.92% | 20.44% | 20.44% | Front | 88.92% | 20.44%
88.72% | 20.2% | 20.2% | Front | 88.72% | 20.2%
88.71% | 20.18% | 20.18% | Front | 88.71% | 20.18%
88.71% | 20.18% | 20.18% | Front | 88.71% | 20.18%
88.49% | 19.9% | 19.9% | Front | 88.49% | 19.9%
88.49% | 19.9% | 19.9% | Front | 88.49% | 19.9%
88.47% | 19.89% | 19.89% | Front | 88.47% | 19.89%
88.4% | 19.79% | 19.79% | Front | 88.4% | 19.79%
88.39% | 19.77% | 19.77% | Front | 88.39% | 19.77%
88.29% | 19.64% | 19.64% | Front | 88.29% | 19.64%
88.27% | 19.62% | 19.62% | Front | 88.27% | 19.62%
88.27% | 19.62% | 19.62% | Front | 88.27% | 19.62%
88.27% | 19.62% | 19.62% | Front | 88.27% | 19.62%
88.06% | 19.33% | 19.33% | Front | 88.06% | 19.33%
88.06% | 19.33% | 19.33% | Front | 88.06% | 19.33%
88.05% | 19.31% | 19.31% | Front | 88.05% | 19.31%
87.99% | 19.24% | 19.24% | Front | 87.99% | 19.24%
87.97% | 19.21% | 19.21% | Front | 87.97% | 19.21%
87.96% | 19.2% | 19.2% | Front | 87.96% | 19.2%
87.87% | 19.06% | 19.06% | Front | 87.87% | 19.06%
87.85% | 19.04% | 19.04% | Front | 87.85% | 19.04%
87.85% | 19.04% | 19.04% | Front | 87.85% | 19.04%
87.85% | 19.04% | 19.04% | Front | 87.85% | 19.04%
87.78% | 18.94% | 18.94% | Front | 87.78% | 18.94%
87.77% | 18.92% | 18.92% | Front | 87.77% | 18.92%
87.76% | 18.9% | 18.9% | Front | 87.76% | 18.9%
87.66% | 18.76% | 18.76% | Front | 87.66% | 18.76%
87.65% | 18.74% | 18.74% | Front | 87.65% | 18.74%
87.65% | 18.74% | 18.74% | Front | 87.65% | 18.74%
87.65% | 18.74% | 18.74% | Front | 87.65% | 18.74%
87.65% | 18.74% | 18.74% | Front | 87.65% | 18.74%
87.64% | 18.72% | 18.72% | Front | 87.64% | 18.72%
87.58% | 18.64% | 18.64% | Front | 87.58% | 18.64%
87.57% | 18.61% | 18.61% | Front | 87.57% | 18.61%
87.57% | 18.61% | 18.61% | Front | 87.57% | 18.61%
87.47% | 18.45% | 18.45% | Front | 87.47% | 18.45%
87.45% | 18.43% | 18.43% | Front | 87.45% | 18.43%
87.45% | 18.43% | 18.43% | Front | 87.45% | 18.43%
87.45% | 18.43% | 18.43% | Front | 87.45% | 18.43%
87.37% | 18.3% | 18.3% | Front | 87.37% | 18.3%
87.37% | 18.3% | 18.3% | Front | 87.37% | 18.3%
87.36% | 18.28% | 18.28% | Front | 87.36% | 18.28%
87.28% | 18.14% | 18.14% | Front | 87.28% | 18.14%
87.26% | 18.11% | 18.11% | Front | 87.26% | 18.11%
87.26% | 18.11% | 18.11% | Front | 87.26% | 18.11%
87.26% | 18.11% | 18.11% | Front | 87.26% | 18.11%
87.26% | 18.11% | 18.11% | Front | 87.26% | 18.11%
87.26% | 18.11% | 18.11% | Front | 87.26% | 18.11%
87.26% | 18.11% | 18.11% | Front | 87.26% | 18.11%
87.25% | 18.09% | 18.09% | Front | 87.25% | 18.09%
87.2% | 18.01% | 18.01% | Front | 87.2% | 18.01%
87.19% | 17.98% | 17.98% | Front | 87.19% | 17.98%
87.19% | 17.98% | 17.98% | Front | 87.19% | 17.98%
87.19% | 17.98% | 17.98% | Front | 87.19% | 17.98%
87.09% | 17.81% | 17.81% | Front | 87.09% | 17.81%
87.08% | 17.79% | 17.79% | Front | 87.08% | 17.79%
87.08% | 17.79% | 17.79% | Front | 87.08% | 17.79%
87.08% | 17.79% | 17.79% | Front | 87.08% | 17.79%
87.08% | 17.79% | 17.79% | Front | 87.08% | 17.79%
87% | 17.65% | 17.65% | Front | 87% | 17.65%
87% | 17.65% | 17.65% | Front | 87% | 17.65%
86.99% | 17.63% | 17.63% | Front | 86.99% | 17.63%
86.91% | 17.48% | 17.48% | Front | 86.91% | 17.48%
86.9% | 17.45% | 17.45% | Front | 86.9% | 17.45%
86.9% | 17.45% | 17.45% | Front | 86.9% | 17.45%
86.9% | 17.45% | 17.45% | Front | 86.9% | 17.45%
86.9% | 17.45% | 17.45% | Front | 86.9% | 17.45%
86.9% | 17.45% | 17.45% | Front | 86.9% | 17.45%
86.9% | 17.45% | 17.45% | Front | 86.9% | 17.45%
86.9% | 17.45% | 17.45% | Front | 86.9% | 17.45%
86.89% | 17.43% | 17.43% | Front | 86.89% | 17.43%
86.84% | 17.34% | 17.34% | Front | 86.84% | 17.34%
86.83% | 17.32% | 17.32% | Front | 86.83% | 17.32%
86.83% | 17.32% | 17.32% | Front | 86.83% | 17.32%
86.83% | 17.32% | 17.32% | Front | 86.83% | 17.32%
86.74% | 17.14% | 17.14% | Front | 86.74% | 17.14%
86.73% | 17.11% | 17.11% | Front | 86.73% | 17.11%
86.73% | 17.11% | 17.11% | Front | 86.73% | 17.11%
86.73% | 17.11% | 17.11% | Front | 86.73% | 17.11%
86.73% | 17.11% | 17.11% | Front | 86.73% | 17.11%
86.73% | 17.11% | 17.11% | Front | 86.73% | 17.11%
86.72% | 17.1% | 17.1% | Front | 86.72% | 17.1%
86.72% | 17.09% | 17.09% | Front | 86.72% | 17.09%
86.71% | 17.07% | 17.07% | Front | 86.71% | 17.07%
86.67% | 17% | 17% | Front | 86.67% | 17%
86.66% | 16.97% | 16.97% | Front | 86.66% | 16.97%
86.66% | 16.97% | 16.97% | Front | 86.66% | 16.97%
86.66% | 16.97% | 16.97% | Front | 86.66% | 16.97%
86.66% | 16.97% | 16.97% | Front | 86.66% | 16.97%
86.65% | 16.95% | 16.95% | Front | 86.65% | 16.95%
86.57% | 16.79% | 16.79% | Front | 86.57% | 16.79%
86.56% | 16.77% | 16.77% | Front | 86.56% | 16.77%
86.56% | 16.77% | 16.77% | Front | 86.56% | 16.77%
86.56% | 16.77% | 16.77% | Front | 86.56% | 16.77%
86.56% | 16.77% | 16.77% | Front | 86.56% | 16.77%
86.56% | 16.77% | 16.77% | Front | 86.56% | 16.77%
86.56% | 16.77% | 16.77% | Front | 86.56% | 16.77%
86.56% | 16.77% | 16.77% | Front | 86.56% | 16.77%
86.56% | 16.77% | 16.77% | Front | 86.56% | 16.77%
86.51% | 16.65% | 16.65% | Front | 86.51% | 16.65%
86.5% | 16.62% | 16.62% | Front | 86.5% | 16.62%
86.5% | 16.62% | 16.62% | Front | 86.5% | 16.62%
86.5% | 16.62% | 16.62% | Front | 86.5% | 16.62%
86.41% | 16.44% | 16.44% | Front | 86.41% | 16.44%
86.4% | 16.42% | 16.42% | Front | 86.4% | 16.42%
86.4% | 16.41% | 16.41% | Front | 86.4% | 16.41%
86.4% | 16.41% | 16.41% | Front | 86.4% | 16.41%
86.4% | 16.41% | 16.41% | Front | 86.4% | 16.41%
86.4% | 16.41% | 16.41% | Front | 86.4% | 16.41%
86.4% | 16.41% | 16.41% | Front | 86.4% | 16.41%
86.4% | 16.41% | 16.41% | Front | 86.4% | 16.41%
86.4% | 16.41% | 16.41% | Front | 86.4% | 16.41%
86.39% | 16.39% | 16.39% | Front | 86.39% | 16.39%
86.39% | 16.39% | 16.39% | Front | 86.39% | 16.39%
86.38% | 16.37% | 16.37% | Front | 86.38% | 16.37%
86.35% | 16.29% | 16.29% | Front | 86.35% | 16.29%
86.34% | 16.26% | 16.26% | Front | 86.34% | 16.26%
86.34% | 16.26% | 16.26% | Front | 86.34% | 16.26%
86.34% | 16.26% | 16.26% | Front | 86.34% | 16.26%
86.34% | 16.26% | 16.26% | Front | 86.34% | 16.26%
86.34% | 16.26% | 16.26% | Front | 86.34% | 16.26%
86.34% | 16.26% | 16.26% | Front | 86.34% | 16.26%
86.33% | 16.24% | 16.24% | Front | 86.33% | 16.24%
86.25% | 16.06% | 16.06% | Front | 86.25% | 16.06%
86.24% | 16.05% | 16.05% | Front | 86.24% | 16.05%
86.24% | 16.05% | 16.05% | Front | 86.24% | 16.05%
86.24% | 16.05% | 16.05% | Front | 86.24% | 16.05%
86.24% | 16.05% | 16.05% | Front | 86.24% | 16.05%
86.24% | 16.05% | 16.05% | Front | 86.24% | 16.05%
86.24% | 16.05% | 16.05% | Front | 86.24% | 16.05%
86.24% | 16.05% | 16.05% | Front | 86.24% | 16.05%
86.24% | 16.05% | 16.05% | Front | 86.24% | 16.05%
86.23% | 16.03% | 16.03% | Front | 86.23% | 16.03%
86.22% | 16.01% | 16.01% | Front | 86.22% | 16.01%
86.19% | 15.93% | 15.93% | Front | 86.19% | 15.93%
86.18% | 15.9% | 15.9% | Front | 86.18% | 15.9%
86.18% | 15.9% | 15.9% | Front | 86.18% | 15.9%
86.18% | 15.9% | 15.9% | Front | 86.18% | 15.9%
86.18% | 15.9% | 15.9% | Front | 86.18% | 15.9%
86.09% | 15.7% | 15.7% | Front | 86.09% | 15.7%
86.09% | 15.69% | 15.69% | Front | 86.09% | 15.69%
86.09% | 15.69% | 15.69% | Front | 86.09% | 15.69%
86.09% | 15.69% | 15.69% | Front | 86.09% | 15.69%
86.09% | 15.69% | 15.69% | Front | 86.09% | 15.69%
86.09% | 15.69% | 15.69% | Front | 86.09% | 15.69%
86.09% | 15.69% | 15.69% | Front | 86.09% | 15.69%
86.09% | 15.69% | 15.69% | Front | 86.09% | 15.69%
86.08% | 15.67% | 15.67% | Front | 86.08% | 15.67%
86.08% | 15.67% | 15.67% | Front | 86.08% | 15.67%
86.04% | 15.57% | 15.57% | Front | 86.04% | 15.57%
86.03% | 15.54% | 15.54% | Front | 86.03% | 15.54%
86.03% | 15.54% | 15.54% | Front | 86.03% | 15.54%
86.03% | 15.54% | 15.54% | Front | 86.03% | 15.54%
86.03% | 15.54% | 15.54% | Front | 86.03% | 15.54%
86.03% | 15.54% | 15.54% | Front | 86.03% | 15.54%
86.03% | 15.54% | 15.54% | Front | 86.03% | 15.54%
86.03% | 15.54% | 15.54% | Front | 86.03% | 15.54%
86.02% | 15.52% | 15.52% | Front | 86.02% | 15.52%
85.94% | 15.32% | 15.32% | Front | 85.94% | 15.32%
85.94% | 15.32% | 15.32% | Front | 85.94% | 15.32%
85.94% | 15.32% | 15.32% | Front | 85.94% | 15.32%
85.94% | 15.32% | 15.32% | Front | 85.94% | 15.32%
85.94% | 15.32% | 15.32% | Front | 85.94% | 15.32%
85.94% | 15.32% | 15.32% | Front | 85.94% | 15.32%
85.94% | 15.32% | 15.32% | Front | 85.94% | 15.32%
85.93% | 15.3% | 15.3% | Front | 85.93% | 15.3%
85.93% | 15.3% | 15.3% | Front | 85.93% | 15.3%
85.92% | 15.28% | 15.28% | Front | 85.92% | 15.28%
85.89% | 15.2% | 15.2% | Front | 85.89% | 15.2%
85.87% | 15.17% | 15.17% | Front | 85.87% | 15.17%
85.87% | 15.17% | 15.17% | Front | 85.87% | 15.17%
85.87% | 15.17% | 15.17% | Front | 85.87% | 15.17%
85.87% | 15.17% | 15.17% | Front | 85.87% | 15.17%
85.87% | 15.17% | 15.17% | Front | 85.87% | 15.17%
85.86% | 15.15% | 15.15% | Front | 85.86% | 15.15%
85.78% | 14.95% | 14.95% | Front | 85.78% | 14.95%
85.78% | 14.95% | 14.95% | Front | 85.78% | 14.95%
85.78% | 14.95% | 14.95% | Front | 85.78% | 14.95%
85.78% | 14.95% | 14.95% | Front | 85.78% | 14.95%
85.78% | 14.95% | 14.95% | Front | 85.78% | 14.95%
85.78% | 14.95% | 14.95% | Front | 85.78% | 14.95%
85.72% | 14.8% | 14.8% | Front | 85.72% | 14.8%
85.72% | 14.8% | 14.8% | Front | 85.72% | 14.8%
85.72% | 14.8% | 14.8% | Front | 85.72% | 14.8%
85.72% | 14.8% | 14.8% | Front | 85.72% | 14.8%
85.72% | 14.8% | 14.8% | Front | 85.72% | 14.8%
85.63% | 14.58% | 14.58% | Front | 85.63% | 14.58%
85.63% | 14.58% | 14.58% | Front | 85.63% | 14.58%
85.63% | 14.58% | 14.58% | Front | 85.63% | 14.58%
85.63% | 14.58% | 14.58% | Front | 85.63% | 14.58%
85.57% | 14.43% | 14.43% | Front | 85.57% | 14.43%
85.57% | 14.43% | 14.43% | Front | 85.57% | 14.43%
85.56% | 14.41% | 14.41% | Front | 85.56% | 14.41%
85.48% | 14.21% | 14.21% | Front | 85.48% | 14.21%
85.48% | 14.21% | 14.21% | Front | 85.48% | 14.21%
85.48% | 14.21% | 14.21% | Front | 85.48% | 14.21%
85.42% | 14.06% | 14.06% | Front | 85.42% | 14.06%
89.1% | 21.88% | 14.06% | Interior
89.09% | 21.86% | 14.06% | Interior
88.87% | 22.16% | 14.06% | Interior
88.86% | 22.14% | 14.06% | Interior
88.68% | 21.35% | 14.06% | Interior
88.67% | 22.41% | 14.06% | Interior
88.66% | 21.33% | 14.06% | Interior
88.65% | 22.39% | 14.06% | Interior
88.65% | 21.31% | 14.06% | Interior
88.48% | 22.63% | 14.06% | Interior
88.47% | 22.61% | 14.06% | Interior
88.46% | 21.61% | 14.06% | Interior
88.46% | 21.07% | 14.06% | Interior
88.45% | 21.59% | 14.06% | Interior
88.45% | 21.04% | 14.06% | Interior
88.43% | 21.57% | 14.06% | Interior
88.43% | 21.03% | 14.06% | Interior
88.32% | 22.83% | 14.06% | Interior
88.31% | 22.8% | 14.06% | Interior
88.27% | 21.84% | 14.06% | Interior
88.26% | 21.81% | 14.06% | Interior
88.26% | 21.31% | 14.06% | Interior
88.25% | 20.78% | 14.06% | Interior
88.25% | 21.79% | 14.06% | Interior
88.24% | 21.29% | 14.06% | Interior
88.24% | 20.75% | 14.06% | Interior
88.24% | 20.75% | 14.06% | Interior
88.23% | 21.27% | 14.06% | Interior
88.19% | 22.99% | 14.06% | Interior
88.17% | 22.97% | 14.06% | Interior
88.11% | 22.03% | 14.06% | Interior
88.1% | 22.01% | 14.06% | Interior
88.09% | 21.98% | 14.06% | Interior
88.08% | 21.53% | 14.06% | Interior
88.07% | 21.5% | 14.06% | Interior
88.06% | 23.15% | 14.06% | Interior
88.06% | 21.01% | 14.06% | Interior
88.06% | 21.48% | 14.06% | Interior
88.05% | 23.12% | 14.06% | Interior
88.04% | 20.99% | 14.06% | Interior
88.04% | 20.99% | 14.06% | Interior
88.03% | 20.46% | 14.06% | Interior
88.03% | 20.46% | 14.06% | Interior
88.02% | 20.44% | 14.06% | Interior
87.98% | 22.19% | 14.06% | Interior
87.97% | 22.17% | 14.06% | Interior
87.95% | 22.15% | 14.06% | Interior
87.95% | 20.34% | 14.06% | Interior
87.94% | 23.29% | 14.06% | Interior
87.94% | 20.31% | 14.06% | Interior
87.94% | 21.7% | 14.06% | Interior
87.93% | 23.26% | 14.06% | Interior
87.92% | 21.68% | 14.06% | Interior
87.91% | 21.66% | 14.06% | Interior
87.9% | 21.21% | 14.06% | Interior
87.88% | 21.18% | 14.06% | Interior
87.88% | 21.18% | 14.06% | Interior
87.85% | 22.35% | 14.06% | Interior
87.85% | 20.67% | 14.06% | Interior
87.85% | 20.67% | 14.06% | Interior
87.85% | 20.17% | 14.06% | Interior
87.84% | 20.65% | 14.06% | Interior
87.84% | 22.32% | 14.06% | Interior
87.84% | 20.15% | 14.06% | Interior
87.84% | 20.15% | 14.06% | Interior
87.84% | 20.15% | 14.06% | Interior
87.83% | 22.3% | 14.06% | Interior
87.83% | 23.43% | 14.06% | Interior
87.82% | 23.4% | 14.06% | Interior
87.81% | 21.86% | 14.06% | Interior
87.79% | 21.83% | 14.06% | Interior
87.78% | 21.81% | 14.06% | Interior
87.78% | 20.55% | 14.06% | Interior
87.77% | 20.52% | 14.06% | Interior
87.76% | 21.37% | 14.06% | Interior
87.75% | 21.34% | 14.06% | Interior
87.75% | 21.34% | 14.06% | Interior
87.74% | 22.49% | 14.06% | Interior
87.72% | 22.46% | 14.06% | Interior
87.71% | 22.44% | 14.06% | Interior
87.71% | 20.85% | 14.06% | Interior
87.71% | 20.85% | 14.06% | Interior
87.7% | 20.83% | 14.06% | Interior
87.69% | 22% | 14.06% | Interior
87.68% | 20.37% | 14.06% | Interior
87.67% | 21.98% | 14.06% | Interior
87.67% | 20.35% | 14.06% | Interior
87.67% | 20.35% | 14.06% | Interior
87.67% | 20.35% | 14.06% | Interior
87.66% | 21.96% | 14.06% | Interior
87.64% | 19.84% | 14.06% | Interior
87.64% | 19.84% | 14.06% | Interior
87.64% | 20.72% | 14.06% | Interior
87.64% | 21.52% | 14.06% | Interior
87.63% | 19.82% | 14.06% | Interior
87.63% | 20.69% | 14.06% | Interior
87.63% | 21.49% | 14.06% | Interior
87.63% | 21.49% | 14.06% | Interior
87.63% | 22.62% | 14.06% | Interior
87.61% | 23.69% | 14.06% | Interior
87.61% | 22.6% | 14.06% | Interior
87.6% | 22.57% | 14.06% | Interior
87.6% | 23.66% | 14.06% | Interior
87.58% | 19.73% | 14.06% | Interior
87.58% | 21.01% | 14.06% | Interior
87.58% | 21.01% | 14.06% | Interior
87.57% | 22.14% | 14.06% | Interior
87.57% | 19.71% | 14.06% | Interior
87.57% | 20.98% | 14.06% | Interior
87.56% | 22.11% | 14.06% | Interior
87.56% | 19.68% | 14.06% | Interior
87.55% | 22.09% | 14.06% | Interior
87.55% | 20.54% | 14.06% | Interior
87.54% | 20.51% | 14.06% | Interior
87.54% | 20.51% | 14.06% | Interior
87.54% | 20.51% | 14.06% | Interior
87.52% | 21.66% | 14.06% | Interior
87.52% | 22.75% | 14.06% | Interior
87.51% | 20.87% | 14.06% | Interior
87.51% | 21.63% | 14.06% | Interior
87.51% | 21.63% | 14.06% | Interior
87.51% | 22.73% | 14.06% | Interior
87.5% | 20.84% | 14.06% | Interior
87.5% | 20.02% | 14.06% | Interior
87.5% | 20.02% | 14.06% | Interior
87.5% | 22.7% | 14.06% | Interior
87.49% | 19.99% | 14.06% | Interior
87.48% | 19.54% | 14.06% | Interior
87.47% | 22.27% | 14.06% | Interior
87.46% | 21.15% | 14.06% | Interior
87.46% | 21.15% | 14.06% | Interior
87.46% | 19.51% | 14.06% | Interior
87.46% | 19.51% | 14.06% | Interior
87.46% | 19.51% | 14.06% | Interior
87.45% | 22.25% | 14.06% | Interior
87.45% | 21.13% | 14.06% | Interior
87.44% | 22.22% | 14.06% | Interior
87.44% | 19.9% | 14.06% | Interior
87.43% | 20.69% | 14.06% | Interior
87.43% | 19.88% | 14.06% | Interior
87.42% | 19.86% | 14.06% | Interior
87.41% | 23.93% | 14.06% | Interior
87.41% | 20.66% | 14.06% | Interior
87.41% | 20.66% | 14.06% | Interior
87.41% | 20.66% | 14.06% | Interior
87.41% | 21.79% | 14.06% | Interior
87.4% | 19.4% | 14.06% | Interior
87.4% | 23.9% | 14.06% | Interior
87.4% | 21.76% | 14.06% | Interior
87.4% | 21.76% | 14.06% | Interior
87.4% | 21.01% | 14.06% | Interior
87.39% | 19.38% | 14.06% | Interior
87.39% | 20.98% | 14.06% | Interior
87.38% | 19.35% | 14.06% | Interior
87.37% | 20.17% | 14.06% | Interior
87.37% | 20.17% | 14.06% | Interior
87.36% | 22.4% | 14.06% | Interior
87.36% | 20.15% | 14.06% | Interior
87.35% | 21.28% | 14.06% | Interior
87.35% | 21.28% | 14.06% | Interior
87.35% | 22.37% | 14.06% | Interior
87.34% | 21.26% | 14.06% | Interior
87.34% | 22.35% | 14.06% | Interior
87.34% | 19.7% | 14.06% | Interior
87.33% | 19.68% | 14.06% | Interior
87.33% | 19.68% | 14.06% | Interior
87.33% | 19.68% | 14.06% | Interior
87.31% | 20.06% | 14.06% | Interior
87.31% | 23% | 14.06% | Interior
87.31% | 20.83% | 14.06% | Interior
87.31% | 21.92% | 14.06% | Interior
87.3% | 22.97% | 14.06% | Interior
87.3% | 20.03% | 14.06% | Interior
87.3% | 19.2% | 14.06% | Interior
87.3% | 20.8% | 14.06% | Interior
87.3% | 20.8% | 14.06% | Interior
87.3% | 20.8% | 14.06% | Interior
87.3% | 21.89% | 14.06% | Interior
87.3% | 21.89% | 14.06% | Interior
87.29% | 22.95% | 14.06% | Interior
87.29% | 20.01% | 14.06% | Interior
87.29% | 19.18% | 14.06% | Interior
87.29% | 19.18% | 14.06% | Interior
87.29% | 19.18% | 14.06% | Interior
87.29% | 19.18% | 14.06% | Interior
87.29% | 21.14% | 14.06% | Interior
87.28% | 19.15% | 14.06% | Interior
87.28% | 21.12% | 14.06% | Interior
87.27% | 19.56% | 14.06% | Interior
87.26% | 19.54% | 14.06% | Interior
87.25% | 20.31% | 14.06% | Interior
87.25% | 20.31% | 14.06% | Interior
87.25% | 19.51% | 14.06% | Interior
87.24% | 21.41% | 14.06% | Interior
87.24% | 21.41% | 14.06% | Interior
87.24% | 20.29% | 14.06% | Interior
87.23% | 21.39% | 14.06% | Interior
87.23% | 19.06% | 14.06% | Interior
87.22% | 24.16% | 14.06% | Interior
87.22% | 19.04% | 14.06% | Interior
87.22% | 19.04% | 14.06% | Interior
87.22% | 19.85% | 14.06% | Interior
87.21% | 24.13% | 14.06% | Interior
87.21% | 22.04% | 14.06% | Interior
87.2% | 19.82% | 14.06% | Interior
87.2% | 19.82% | 14.06% | Interior
87.2% | 19.82% | 14.06% | Interior
87.2% | 20.96% | 14.06% | Interior
87.2% | 20.2% | 14.06% | Interior
87.19% | 22.02% | 14.06% | Interior
87.19% | 22.02% | 14.06% | Interior
87.19% | 20.93% | 14.06% | Interior
87.19% | 20.93% | 14.06% | Interior
87.19% | 20.93% | 14.06% | Interior
87.19% | 20.17% | 14.06% | Interior
87.18% | 21.27% | 14.06% | Interior
87.18% | 20.15% | 14.06% | Interior
87.17% | 19.36% | 14.06% | Interior
87.17% | 21.24% | 14.06% | Interior
87.16% | 22.64% | 14.06% | Interior
87.16% | 19.33% | 14.06% | Interior
87.16% | 19.33% | 14.06% | Interior
87.16% | 19.33% | 14.06% | Interior
87.16% | 19.33% | 14.06% | Interior
87.15% | 19.71% | 14.06% | Interior
87.15% | 19.31% | 14.06% | Interior
87.15% | 22.61% | 14.06% | Interior
87.14% | 21.54% | 14.06% | Interior
87.14% | 21.54% | 14.06% | Interior
87.14% | 20.45% | 14.06% | Interior
87.14% | 20.45% | 14.06% | Interior
87.14% | 22.59% | 14.06% | Interior
87.14% | 19.68% | 14.06% | Interior
87.13% | 18.86% | 14.06% | Interior
87.13% | 21.51% | 14.06% | Interior
87.13% | 20.42% | 14.06% | Interior
87.13% | 19.66% | 14.06% | Interior
87.12% | 18.83% | 14.06% | Interior
87.12% | 18.83% | 14.06% | Interior
87.12% | 18.83% | 14.06% | Interior
87.12% | 23.24% | 14.06% | Interior
87.11% | 23.21% | 14.06% | Interior
87.11% | 19.22% | 14.06% | Interior
87.1% | 19.99% | 14.06% | Interior
87.1% | 21.08% | 14.06% | Interior
87.1% | 23.19% | 14.06% | Interior
87.09% | 19.19% | 14.06% | Interior
87.09% | 19.19% | 14.06% | Interior
87.09% | 19.96% | 14.06% | Interior
87.09% | 19.96% | 14.06% | Interior
87.09% | 19.96% | 14.06% | Interior
87.09% | 20.33% | 14.06% | Interior
87.09% | 21.06% | 14.06% | Interior
87.09% | 21.06% | 14.06% | Interior
87.09% | 21.06% | 14.06% | Interior
87.08% | 21.4% | 14.06% | Interior
87.08% | 20.3% | 14.06% | Interior
87.07% | 21.37% | 14.06% | Interior
87.07% | 20.28% | 14.06% | Interior
87.06% | 19.5% | 14.06% | Interior
87.05% | 18.69% | 14.06% | Interior
87.05% | 18.69% | 14.06% | Interior
87.04% | 19.47% | 14.06% | Interior
87.04% | 19.47% | 14.06% | Interior
87.04% | 19.47% | 14.06% | Interior
87.04% | 19.47% | 14.06% | Interior
87.04% | 18.67% | 14.06% | Interior
87.04% | 24.38% | 14.06% | Interior
87.04% | 21.66% | 14.06% | Interior
87.04% | 21.66% | 14.06% | Interior
87.04% | 19.84% | 14.06% | Interior
87.04% | 20.57% | 14.06% | Interior
87.04% | 20.57% | 14.06% | Interior
87.03% | 19.45% | 14.06% | Interior
87.03% | 21.64% | 14.06% | Interior
87.03% | 24.35% | 14.06% | Interior
87.03% | 19.82% | 14.06% | Interior
87.03% | 20.55% | 14.06% | Interior
87.02% | 19.79% | 14.06% | Interior
87.01% | 19.01% | 14.06% | Interior
87.01% | 22.28% | 14.06% | Interior
87% | 21.21% | 14.06% | Interior
87% | 18.98% | 14.06% | Interior
87% | 18.98% | 14.06% | Interior
87% | 18.98% | 14.06% | Interior
87% | 20.12% | 14.06% | Interior
87% | 22.26% | 14.06% | Interior
87% | 22.26% | 14.06% | Interior
86.99% | 19.36% | 14.06% | Interior
86.99% | 21.18% | 14.06% | Interior
86.99% | 21.18% | 14.06% | Interior
86.99% | 21.18% | 14.06% | Interior
86.99% | 20.46% | 14.06% | Interior
86.98% | 20.09% | 14.06% | Interior
86.98% | 20.09% | 14.06% | Interior
86.98% | 20.09% | 14.06% | Interior
86.98% | 21.52% | 14.06% | Interior
86.98% | 19.33% | 14.06% | Interior
86.98% | 19.33% | 14.06% | Interior
86.97% | 20.43% | 14.06% | Interior
86.97% | 21.49% | 14.06% | Interior
86.97% | 18.51% | 14.06% | Interior
86.97% | 22.88% | 14.06% | Interior
86.96% | 20.4% | 14.06% | Interior
86.96% | 18.48% | 14.06% | Interior
86.96% | 18.48% | 14.06% | Interior
86.96% | 18.48% | 14.06% | Interior
86.96% | 18.48% | 14.06% | Interior
86.96% | 18.48% | 14.06% | Interior
86.96% | 18.48% | 14.06% | Interior
86.95% | 22.85% | 14.06% | Interior
86.95% | 19.63% | 14.06% | Interior
86.94% | 18.46% | 14.06% | Interior
86.94% | 22.83% | 14.06% | Interior
86.94% | 20.7% | 14.06% | Interior
86.94% | 20.7% | 14.06% | Interior
86.93% | 19.61% | 14.06% | Interior
86.93% | 19.61% | 14.06% | Interior
86.93% | 19.61% | 14.06% | Interior
86.93% | 19.61% | 14.06% | Interior
86.93% | 19.97% | 14.06% | Interior
86.93% | 18.84% | 14.06% | Interior
86.93% | 18.84% | 14.06% | Interior
86.93% | 23.46% | 14.06% | Interior
86.93% | 20.67% | 14.06% | Interior
86.92% | 19.58% | 14.06% | Interior
86.92% | 18.81% | 14.06% | Interior
86.92% | 19.94% | 14.06% | Interior
86.92% | 23.43% | 14.06% | Interior
86.91% | 19.92% | 14.06% | Interior
86.91% | 23.41% | 14.06% | Interior
86.9% | 18.37% | 14.06% | Interior
86.9% | 21.33% | 14.06% | Interior
86.9% | 19.15% | 14.06% | Interior
86.89% | 20.24% | 14.06% | Interior
86.89% | 18.34% | 14.06% | Interior
86.89% | 18.34% | 14.06% | Interior
86.89% | 18.34% | 14.06% | Interior
86.89% | 21.3% | 14.06% | Interior
86.89% | 21.3% | 14.06% | Interior
86.89% | 21.3% | 14.06% | Interior
86.88% | 20.58% | 14.06% | Interior
86.88% | 19.12% | 14.06% | Interior
86.88% | 19.12% | 14.06% | Interior
86.88% | 19.12% | 14.06% | Interior
86.88% | 20.21% | 14.06% | Interior
86.88% | 20.21% | 14.06% | Interior
86.88% | 20.21% | 14.06% | Interior
86.88% | 19.49% | 14.06% | Interior
86.87% | 20.55% | 14.06% | Interior
86.87% | 19.46% | 14.06% | Interior
86.87% | 19.46% | 14.06% | Interior
86.86% | 20.53% | 14.06% | Interior
86.86% | 24.59% | 14.06% | Interior
86.85% | 24.57% | 14.06% | Interior
86.85% | 18.65% | 14.06% | Interior
86.84% | 19.76% | 14.06% | Interior
86.84% | 21.9% | 14.06% | Interior
86.84% | 21.9% | 14.06% | Interior
86.84% | 18.63% | 14.06% | Interior
86.84% | 18.63% | 14.06% | Interior
86.84% | 18.63% | 14.06% | Interior
86.84% | 18.63% | 14.06% | Interior
86.84% | 18.63% | 14.06% | Interior
86.84% | 18.63% | 14.06% | Interior
86.83% | 20.82% | 14.06% | Interior
86.83% | 20.82% | 14.06% | Interior
86.83% | 21.88% | 14.06% | Interior
86.83% | 20.1% | 14.06% | Interior
86.83% | 19.73% | 14.06% | Interior
86.83% | 19.73% | 14.06% | Interior
86.83% | 19.73% | 14.06% | Interior
86.83% | 19.73% | 14.06% | Interior
86.83% | 18.6% | 14.06% | Interior
86.83% | 20.8% | 14.06% | Interior
86.82% | 18.97% | 14.06% | Interior
86.82% | 18.97% | 14.06% | Interior
86.82% | 19.71% | 14.06% | Interior
86.82% | 20.07% | 14.06% | Interior
86.81% | 22.52% | 14.06% | Interior
86.81% | 18.95% | 14.06% | Interior
86.81% | 20.04% | 14.06% | Interior
86.81% | 18.16% | 14.06% | Interior
86.8% | 22.49% | 14.06% | Interior
86.8% | 22.49% | 14.06% | Interior
86.79% | 20.36% | 14.06% | Interior
86.79% | 18.13% | 14.06% | Interior
86.79% | 18.13% | 14.06% | Interior
86.79% | 18.13% | 14.06% | Interior
86.79% | 18.13% | 14.06% | Interior
86.79% | 19.27% | 14.06% | Interior
86.79% | 18.51% | 14.06% | Interior
86.78% | 20.7% | 14.06% | Interior
86.78% | 21.76% | 14.06% | Interior
86.78% | 20.34% | 14.06% | Interior
86.78% | 20.34% | 14.06% | Interior
86.78% | 20.34% | 14.06% | Interior
86.78% | 19.61% | 14.06% | Interior
86.78% | 19.25% | 14.06% | Interior
86.78% | 19.25% | 14.06% | Interior
86.78% | 19.25% | 14.06% | Interior
86.78% | 23.1% | 14.06% | Interior
86.77% | 18.48% | 14.06% | Interior
86.77% | 18.48% | 14.06% | Interior
86.77% | 18.48% | 14.06% | Interior
86.77% | 20.67% | 14.06% | Interior
86.77% | 21.73% | 14.06% | Interior
86.77% | 19.58% | 14.06% | Interior
86.77% | 19.58% | 14.06% | Interior
86.77% | 23.08% | 14.06% | Interior
86.76% | 20.65% | 14.06% | Interior
86.76% | 23.05% | 14.06% | Interior
86.75% | 23.68% | 14.06% | Interior
86.74% | 18.79% | 14.06% | Interior
86.74% | 19.88% | 14.06% | Interior
86.74% | 23.65% | 14.06% | Interior
86.73% | 20.94% | 14.06% | Interior
86.73% | 20.94% | 14.06% | Interior
86.73% | 20.22% | 14.06% | Interior
86.73% | 18.76% | 14.06% | Interior
86.73% | 18.76% | 14.06% | Interior
86.73% | 18.76% | 14.06% | Interior
86.73% | 18.76% | 14.06% | Interior
86.73% | 18.76% | 14.06% | Interior
86.73% | 18.76% | 14.06% | Interior
86.73% | 19.85% | 14.06% | Interior
86.73% | 19.85% | 14.06% | Interior
86.73% | 19.85% | 14.06% | Interior
86.73% | 19.85% | 14.06% | Interior
86.73% | 17.99% | 14.06% | Interior
86.73% | 17.99% | 14.06% | Interior
86.73% | 23.63% | 14.06% | Interior
86.72% | 20.92% | 14.06% | Interior
86.72% | 20.19% | 14.06% | Interior
86.72% | 18.73% | 14.06% | Interior
86.72% | 19.83% | 14.06% | Interior
86.72% | 17.96% | 14.06% | Interior
86.72% | 19.1% | 14.06% | Interior
86.72% | 19.1% | 14.06% | Interior
86.71% | 20.17% | 14.06% | Interior
86.71% | 19.08% | 14.06% | Interior
86.7% | 21.57% | 14.06% | Interior
86.69% | 20.49% | 14.06% | Interior
86.69% | 18.3% | 14.06% | Interior
86.69% | 21.54% | 14.06% | Interior
86.69% | 21.54% | 14.06% | Interior
86.69% | 21.54% | 14.06% | Interior
86.69% | 19.4% | 14.06% | Interior
86.68% | 20.82% | 14.06% | Interior
86.68% | 20.46% | 14.06% | Interior
86.68% | 20.46% | 14.06% | Interior
86.68% | 20.46% | 14.06% | Interior
86.68% | 18.27% | 14.06% | Interior
86.68% | 18.27% | 14.06% | Interior
86.68% | 18.27% | 14.06% | Interior
86.68% | 18.27% | 14.06% | Interior
86.68% | 19.73% | 14.06% | Interior
86.68% | 18.64% | 14.06% | Interior
86.68% | 19.37% | 14.06% | Interior
86.68% | 19.37% | 14.06% | Interior
86.68% | 19.37% | 14.06% | Interior
86.67% | 20.79% | 14.06% | Interior
86.67% | 19.71% | 14.06% | Interior
86.67% | 19.71% | 14.06% | Interior
86.67% | 18.61% | 14.06% | Interior
86.67% | 18.61% | 14.06% | Interior
86.67% | 18.61% | 14.06% | Interior
86.66% | 20.77% | 14.06% | Interior
86.65% | 22.13% | 14.06% | Interior
86.65% | 22.13% | 14.06% | Interior
86.65% | 17.8% | 14.06% | Interior
86.64% | 20% | 14.06% | Interior
86.64% | 22.11% | 14.06% | Interior
86.64% | 18.91% | 14.06% | Interior
86.64% | 17.78% | 14.06% | Interior
86.64% | 17.78% | 14.06% | Interior
86.64% | 17.78% | 14.06% | Interior
86.64% | 17.78% | 14.06% | Interior
86.64% | 17.78% | 14.06% | Interior
86.64% | 17.78% | 14.06% | Interior
86.64% | 17.78% | 14.06% | Interior
86.63% | 20.34% | 14.06% | Interior
86.63% | 19.98% | 14.06% | Interior
86.63% | 19.98% | 14.06% | Interior
86.63% | 19.98% | 14.06% | Interior
86.63% | 19.98% | 14.06% | Interior
86.63% | 22.74% | 14.06% | Interior
86.63% | 18.88% | 14.06% | Interior
86.63% | 18.88% | 14.06% | Interior
86.63% | 18.88% | 14.06% | Interior
86.63% | 18.88% | 14.06% | Interior
86.63% | 18.88% | 14.06% | Interior
86.63% | 18.88% | 14.06% | Interior
86.63% | 17.75% | 14.06% | Interior
86.62% | 20.31% | 14.06% | Interior
86.62% | 19.95% | 14.06% | Interior
86.62% | 18.12% | 14.06% | Interior
86.62% | 18.12% | 14.06% | Interior
86.62% | 22.71% | 14.06% | Interior
86.62% | 22.71% | 14.06% | Interior
86.62% | 18.86% | 14.06% | Interior
86.62% | 19.22% | 14.06% | Interior
86.62% | 19.22% | 14.06% | Interior
86.61% | 20.29% | 14.06% | Interior
86.61% | 18.1% | 14.06% | Interior
86.61% | 19.2% | 14.06% | Interior
86.6% | 23.32% | 14.06% | Interior
86.59% | 20.61% | 14.06% | Interior
86.59% | 21.99% | 14.06% | Interior
86.59% | 19.52% | 14.06% | Interior
86.59% | 18.42% | 14.06% | Interior
86.59% | 23.29% | 14.06% | Interior
86.58% | 17.66% | 14.06% | Interior
86.58% | 20.58% | 14.06% | Interior
86.58% | 20.58% | 14.06% | Interior
86.58% | 20.58% | 14.06% | Interior
86.58% | 19.86% | 14.06% | Interior
86.58% | 21.96% | 14.06% | Interior
86.58% | 23.27% | 14.06% | Interior
86.58% | 19.49% | 14.06% | Interior
86.58% | 19.49% | 14.06% | Interior
86.58% | 19.49% | 14.06% | Interior
86.58% | 18.76% | 14.06% | Interior
86.58% | 18.4% | 14.06% | Interior
86.58% | 18.4% | 14.06% | Interior
86.58% | 18.4% | 14.06% | Interior
86.58% | 18.4% | 14.06% | Interior
86.57% | 23.9% | 14.06% | Interior
86.57% | 17.63% | 14.06% | Interior
86.57% | 17.63% | 14.06% | Interior
86.57% | 17.63% | 14.06% | Interior
86.57% | 19.83% | 14.06% | Interior
86.57% | 19.83% | 14.06% | Interior
86.57% | 18.74% | 14.06% | Interior
86.57% | 18.74% | 14.06% | Interior
86.57% | 18.74% | 14.06% | Interior
86.56% | 23.87% | 14.06% | Interior
86.55% | 23.85% | 14.06% | Interior
86.54% | 20.13% | 14.06% | Interior
86.54% | 17.93% | 14.06% | Interior
86.54% | 19.03% | 14.06% | Interior
86.54% | 21.18% | 14.06% | Interior
86.54% | 21.18% | 14.06% | Interior
86.53% | 20.46% | 14.06% | Interior
86.53% | 20.1% | 14.06% | Interior
86.53% | 20.1% | 14.06% | Interior
86.53% | 20.1% | 14.06% | Interior
86.53% | 20.1% | 14.06% | Interior
86.53% | 17.91% | 14.06% | Interior
86.53% | 17.91% | 14.06% | Interior
86.53% | 17.91% | 14.06% | Interior
86.53% | 17.91% | 14.06% | Interior
86.53% | 17.91% | 14.06% | Interior
86.53% | 17.91% | 14.06% | Interior
86.53% | 17.91% | 14.06% | Interior
86.53% | 21.16% | 14.06% | Interior
86.53% | 19.01% | 14.06% | Interior
86.53% | 19.01% | 14.06% | Interior
86.53% | 19.01% | 14.06% | Interior
86.53% | 19.01% | 14.06% | Interior
86.53% | 19.01% | 14.06% | Interior
86.53% | 19.01% | 14.06% | Interior
86.52% | 20.43% | 14.06% | Interior
86.52% | 20.07% | 14.06% | Interior
86.52% | 17.88% | 14.06% | Interior
86.52% | 18.98% | 14.06% | Interior
86.52% | 19.34% | 14.06% | Interior
86.52% | 19.34% | 14.06% | Interior
86.51% | 18.25% | 14.06% | Interior
86.51% | 18.25% | 14.06% | Interior
86.51% | 21.8% | 14.06% | Interior
86.51% | 20.41% | 14.06% | Interior
86.51% | 19.32% | 14.06% | Interior
86.51% | 18.23% | 14.06% | Interior
86.5% | 21.77% | 14.06% | Interior
86.5% | 21.77% | 14.06% | Interior
86.5% | 21.77% | 14.06% | Interior
86.49% | 17.44% | 14.06% | Interior
86.49% | 19.64% | 14.06% | Interior
86.49% | 21.06% | 14.06% | Interior
86.49% | 18.55% | 14.06% | Interior
86.48% | 17.41% | 14.06% | Interior
86.48% | 17.41% | 14.06% | Interior
86.48% | 17.41% | 14.06% | Interior
86.48% | 17.41% | 14.06% | Interior
86.48% | 17.41% | 14.06% | Interior
86.48% | 19.98% | 14.06% | Interior
86.48% | 17.79% | 14.06% | Interior
86.48% | 19.61% | 14.06% | Interior
86.48% | 19.61% | 14.06% | Interior
86.48% | 19.61% | 14.06% | Interior
86.48% | 18.89% | 14.06% | Interior
86.48% | 21.03% | 14.06% | Interior
86.47% | 18.52% | 14.06% | Interior
86.47% | 18.52% | 14.06% | Interior
86.47% | 18.52% | 14.06% | Interior
86.47% | 18.52% | 14.06% | Interior
86.47% | 17.4% | 14.06% | Interior
86.47% | 17.39% | 14.06% | Interior
86.47% | 19.95% | 14.06% | Interior
86.47% | 19.95% | 14.06% | Interior
86.47% | 22.35% | 14.06% | Interior
86.47% | 22.35% | 14.06% | Interior
86.47% | 17.76% | 14.06% | Interior
86.47% | 17.76% | 14.06% | Interior
86.47% | 17.76% | 14.06% | Interior
86.47% | 21.01% | 14.06% | Interior
86.46% | 18.86% | 14.06% | Interior
86.46% | 18.86% | 14.06% | Interior
86.46% | 18.86% | 14.06% | Interior
86.46% | 17.37% | 14.06% | Interior
86.46% | 22.33% | 14.06% | Interior
86.45% | 22.96% | 14.06% | Interior
86.44% | 20.25% | 14.06% | Interior
86.44% | 22.93% | 14.06% | Interior
86.44% | 22.93% | 14.06% | Interior
86.44% | 19.16% | 14.06% | Interior
86.44% | 18.06% | 14.06% | Interior
86.43% | 17.29% | 14.06% | Interior
86.43% | 20.22% | 14.06% | Interior
86.43% | 20.22% | 14.06% | Interior
86.43% | 20.22% | 14.06% | Interior
86.43% | 20.22% | 14.06% | Interior
86.43% | 19.13% | 14.06% | Interior
86.43% | 19.13% | 14.06% | Interior
86.43% | 19.13% | 14.06% | Interior
86.43% | 19.13% | 14.06% | Interior
86.43% | 19.13% | 14.06% | Interior
86.43% | 19.13% | 14.06% | Interior
86.42% | 18.03% | 14.06% | Interior
86.42% | 18.03% | 14.06% | Interior
86.42% | 18.03% | 14.06% | Interior
86.42% | 18.03% | 14.06% | Interior
86.42% | 18.03% | 14.06% | Interior
86.42% | 18.03% | 14.06% | Interior
86.42% | 18.03% | 14.06% | Interior
86.42% | 23.53% | 14.06% | Interior
86.42% | 20.2% | 14.06% | Interior
86.42% | 17.27% | 14.06% | Interior
86.42% | 17.27% | 14.06% | Interior
86.42% | 17.27% | 14.06% | Interior
86.42% | 17.27% | 14.06% | Interior
86.42% | 19.11% | 14.06% | Interior
86.42% | 19.47% | 14.06% | Interior
86.42% | 19.47% | 14.06% | Interior
86.41% | 18.01% | 14.06% | Interior
86.41% | 18.37% | 14.06% | Interior
86.41% | 18.37% | 14.06% | Interior
86.41% | 23.51% | 14.06% | Interior
86.41% | 17.24% | 14.06% | Interior
86.41% | 22.21% | 14.06% | Interior
86.41% | 19.44% | 14.06% | Interior
86.4% | 18.35% | 14.06% | Interior
86.4% | 23.48% | 14.06% | Interior
86.4% | 20.85% | 14.06% | Interior
86.4% | 22.18% | 14.06% | Interior
86.39% | 19.76% | 14.06% | Interior
86.39% | 17.57% | 14.06% | Interior
86.39% | 18.67% | 14.06% | Interior
86.39% | 20.82% | 14.06% | Interior
86.39% | 20.82% | 14.06% | Interior
86.39% | 20.82% | 14.06% | Interior
86.38% | 20.1% | 14.06% | Interior
86.38% | 19.74% | 14.06% | Interior
86.38% | 19.74% | 14.06% | Interior
86.38% | 19.74% | 14.06% | Interior
86.38% | 17.54% | 14.06% | Interior
86.38% | 17.54% | 14.06% | Interior
86.38% | 17.54% | 14.06% | Interior
86.38% | 17.54% | 14.06% | Interior
86.38% | 17.54% | 14.06% | Interior
86.38% | 19.01% | 14.06% | Interior
86.37% | 17.91% | 14.06% | Interior
86.37% | 18.64% | 14.06% | Interior
86.37% | 18.64% | 14.06% | Interior
86.37% | 18.64% | 14.06% | Interior
86.37% | 18.64% | 14.06% | Interior
86.37% | 17.53% | 14.06% | Interior
86.37% | 20.07% | 14.06% | Interior
86.37% | 20.07% | 14.06% | Interior
86.37% | 17.52% | 14.06% | Interior
86.36% | 18.98% | 14.06% | Interior
86.36% | 18.98% | 14.06% | Interior
86.36% | 18.98% | 14.06% | Interior
86.36% | 17.88% | 14.06% | Interior
86.36% | 17.88% | 14.06% | Interior
86.36% | 17.88% | 14.06% | Interior
86.36% | 17.5% | 14.06% | Interior
86.35% | 21.41% | 14.06% | Interior
86.35% | 21.41% | 14.06% | Interior
86.34% | 17.08% | 14.06% | Interior
86.34% | 21.39% | 14.06% | Interior
86.34% | 19.28% | 14.06% | Interior
86.34% | 20.7% | 14.06% | Interior
86.33% | 18.18% | 14.06% | Interior
86.33% | 22.02% | 14.06% | Interior
86.33% | 17.05% | 14.06% | Interior
86.33% | 17.05% | 14.06% | Interior
86.33% | 17.05% | 14.06% | Interior
86.33% | 17.05% | 14.06% | Interior
86.33% | 17.05% | 14.06% | Interior
86.33% | 17.05% | 14.06% | Interior
86.33% | 17.05% | 14.06% | Interior
86.33% | 17.05% | 14.06% | Interior
86.33% | 17.42% | 14.06% | Interior
86.33% | 19.25% | 14.06% | Interior
86.33% | 19.25% | 14.06% | Interior
86.33% | 19.25% | 14.06% | Interior
86.33% | 19.25% | 14.06% | Interior
86.33% | 19.25% | 14.06% | Interior
86.33% | 19.25% | 14.06% | Interior
86.32% | 20.67% | 14.06% | Interior
86.32% | 18.16% | 14.06% | Interior
86.32% | 18.16% | 14.06% | Interior
86.32% | 18.16% | 14.06% | Interior
86.32% | 18.16% | 14.06% | Interior
86.32% | 18.16% | 14.06% | Interior
86.32% | 18.16% | 14.06% | Interior
86.32% | 18.16% | 14.06% | Interior
86.32% | 21.99% | 14.06% | Interior
86.32% | 21.99% | 14.06% | Interior
86.32% | 21.99% | 14.06% | Interior
86.32% | 19.23% | 14.06% | Interior
86.32% | 19.59% | 14.06% | Interior
86.32% | 19.59% | 14.06% | Interior
86.31% | 17.39% | 14.06% | Interior
86.31% | 17.39% | 14.06% | Interior
86.31% | 17.39% | 14.06% | Interior
86.31% | 17.39% | 14.06% | Interior
86.31% | 20.65% | 14.06% | Interior
86.31% | 18.13% | 14.06% | Interior
86.31% | 18.5% | 14.06% | Interior
86.31% | 18.5% | 14.06% | Interior
86.31% | 19.56% | 14.06% | Interior
86.3% | 17.37% | 14.06% | Interior
86.3% | 18.47% | 14.06% | Interior
86.3% | 21.29% | 14.06% | Interior
86.29% | 19.88% | 14.06% | Interior
86.29% | 22.57% | 14.06% | Interior
86.29% | 22.57% | 14.06% | Interior
86.29% | 21.26% | 14.06% | Interior
86.29% | 18.79% | 14.06% | Interior
86.28% | 17.7% | 14.06% | Interior
86.28% | 16.93% | 14.06% | Interior
86.28% | 22.55% | 14.06% | Interior
86.28% | 21.24% | 14.06% | Interior
86.28% | 19.86% | 14.06% | Interior
86.28% | 19.86% | 14.06% | Interior
86.28% | 19.86% | 14.06% | Interior
86.28% | 23.17% | 14.06% | Interior
86.28% | 19.13% | 14.06% | Interior
86.27% | 18.77% | 14.06% | Interior
86.27% | 18.77% | 14.06% | Interior
86.27% | 18.77% | 14.06% | Interior
86.27% | 18.77% | 14.06% | Interior
86.27% | 18.04% | 14.06% | Interior
86.27% | 17.67% | 14.06% | Interior
86.27% | 17.67% | 14.06% | Interior
86.27% | 17.67% | 14.06% | Interior
86.27% | 17.67% | 14.06% | Interior
86.27% | 17.67% | 14.06% | Interior
86.27% | 16.9% | 14.06% | Interior
86.27% | 16.9% | 14.06% | Interior
86.27% | 16.9% | 14.06% | Interior
86.27% | 17.65% | 14.06% | Interior
86.26% | 23.14% | 14.06% | Interior
86.26% | 23.14% | 14.06% | Interior
86.26% | 19.1% | 14.06% | Interior
86.26% | 19.1% | 14.06% | Interior
86.26% | 19.1% | 14.06% | Interior
86.26% | 17.64% | 14.06% | Interior
86.26% | 18.01% | 14.06% | Interior
86.26% | 18.01% | 14.06% | Interior
86.26% | 18.01% | 14.06% | Interior
86.25% | 17.62% | 14.06% | Interior
86.25% | 20.48% | 14.06% | Interior
86.24% | 19.4% | 14.06% | Interior
86.24% | 17.2% | 14.06% | Interior
86.23% | 20.46% | 14.06% | Interior
86.23% | 20.46% | 14.06% | Interior
86.23% | 20.46% | 14.06% | Interior
86.23% | 20.46% | 14.06% | Interior
86.23% | 18.31% | 14.06% | Interior
86.23% | 22.43% | 14.06% | Interior
86.22% | 19.37% | 14.06% | Interior
86.22% | 19.37% | 14.06% | Interior
86.22% | 19.37% | 14.06% | Interior
86.22% | 19.37% | 14.06% | Interior
86.22% | 19.37% | 14.06% | Interior
86.22% | 19.37% | 14.06% | Interior
86.22% | 17.18% | 14.06% | Interior
86.22% | 17.18% | 14.06% | Interior
86.22% | 17.18% | 14.06% | Interior
86.22% | 17.18% | 14.06% | Interior
86.22% | 17.18% | 14.06% | Interior
86.22% | 17.18% | 14.06% | Interior
86.22% | 17.18% | 14.06% | Interior
86.22% | 17.18% | 14.06% | Interior
86.22% | 20.43% | 14.06% | Interior
86.22% | 17.55% | 14.06% | Interior
86.22% | 18.28% | 14.06% | Interior
86.22% | 18.28% | 14.06% | Interior
86.22% | 18.28% | 14.06% | Interior
86.22% | 18.28% | 14.06% | Interior
86.22% | 18.28% | 14.06% | Interior
86.22% | 18.28% | 14.06% | Interior
86.22% | 18.28% | 14.06% | Interior
86.22% | 22.4% | 14.06% | Interior
86.22% | 19.71% | 14.06% | Interior
86.22% | 19.71% | 14.06% | Interior
86.22% | 19.35% | 14.06% | Interior
86.21% | 18.26% | 14.06% | Interior
86.21% | 18.62% | 14.06% | Interior
86.21% | 18.62% | 14.06% | Interior
86.21% | 17.52% | 14.06% | Interior
86.21% | 17.52% | 14.06% | Interior
86.21% | 17.52% | 14.06% | Interior
86.21% | 17.52% | 14.06% | Interior
86.21% | 21.07% | 14.06% | Interior
86.21% | 19.69% | 14.06% | Interior
86.2% | 18.59% | 14.06% | Interior
86.2% | 17.5% | 14.06% | Interior
86.2% | 21.05% | 14.06% | Interior
86.2% | 21.05% | 14.06% | Interior
86.2% | 21.05% | 14.06% | Interior
86.19% | 16.71% | 14.06% | Interior
86.18% | 18.92% | 14.06% | Interior
86.18% | 20.34% | 14.06% | Interior
86.18% | 17.82% | 14.06% | Interior
86.18% | 16.69% | 14.06% | Interior
86.18% | 16.68% | 14.06% | Interior
86.18% | 16.68% | 14.06% | Interior
86.18% | 16.68% | 14.06% | Interior
86.18% | 16.68% | 14.06% | Interior
86.18% | 16.68% | 14.06% | Interior
86.18% | 16.68% | 14.06% | Interior
86.18% | 16.68% | 14.06% | Interior
86.17% | 19.25% | 14.06% | Interior
86.17% | 17.06% | 14.06% | Interior
86.17% | 18.89% | 14.06% | Interior
86.17% | 18.89% | 14.06% | Interior
86.17% | 18.89% | 14.06% | Interior
86.17% | 18.89% | 14.06% | Interior
86.17% | 20.31% | 14.06% | Interior
86.17% | 20.31% | 14.06% | Interior
86.17% | 18.16% | 14.06% | Interior
86.17% | 17.79% | 14.06% | Interior
86.17% | 17.79% | 14.06% | Interior
86.17% | 17.79% | 14.06% | Interior
86.17% | 17.79% | 14.06% | Interior
86.17% | 17.79% | 14.06% | Interior
86.17% | 16.66% | 14.06% | Interior
86.17% | 16.66% | 14.06% | Interior
86.17% | 21.63% | 14.06% | Interior
86.17% | 21.63% | 14.06% | Interior
86.16% | 17.78% | 14.06% | Interior
86.16% | 19.23% | 14.06% | Interior
86.16% | 19.23% | 14.06% | Interior
86.16% | 19.23% | 14.06% | Interior
86.16% | 17.03% | 14.06% | Interior
86.16% | 17.03% | 14.06% | Interior
86.16% | 17.03% | 14.06% | Interior
86.16% | 17.77% | 14.06% | Interior
86.16% | 18.13% | 14.06% | Interior
86.16% | 18.13% | 14.06% | Interior
86.16% | 18.13% | 14.06% | Interior
86.16% | 16.64% | 14.06% | Interior
86.16% | 21.61% | 14.06% | Interior
86.15% | 17.75% | 14.06% | Interior
86.15% | 22.24% | 14.06% | Interior
86.15% | 20.93% | 14.06% | Interior
86.14% | 22.21% | 14.06% | Interior
86.14% | 22.21% | 14.06% | Interior
86.14% | 22.21% | 14.06% | Interior
86.14% | 19.52% | 14.06% | Interior
86.14% | 20.9% | 14.06% | Interior
86.13% | 18.43% | 14.06% | Interior
86.13% | 17.33% | 14.06% | Interior
86.13% | 16.56% | 14.06% | Interior
86.13% | 20.88% | 14.06% | Interior
86.13% | 19.49% | 14.06% | Interior
86.13% | 19.49% | 14.06% | Interior
86.13% | 19.49% | 14.06% | Interior
86.13% | 19.49% | 14.06% | Interior
86.13% | 19.49% | 14.06% | Interior
86.13% | 19.49% | 14.06% | Interior
86.12% | 18.4% | 14.06% | Interior
86.12% | 18.4% | 14.06% | Interior
86.12% | 18.4% | 14.06% | Interior
86.12% | 18.4% | 14.06% | Interior
86.12% | 18.4% | 14.06% | Interior
86.12% | 18.4% | 14.06% | Interior
86.12% | 18.4% | 14.06% | Interior
86.12% | 17.3% | 14.06% | Interior
86.12% | 17.3% | 14.06% | Interior
86.12% | 17.3% | 14.06% | Interior
86.12% | 17.3% | 14.06% | Interior
86.12% | 17.3% | 14.06% | Interior
86.12% | 17.3% | 14.06% | Interior
86.12% | 17.3% | 14.06% | Interior
86.12% | 17.3% | 14.06% | Interior
86.12% | 17.67% | 14.06% | Interior
86.12% | 21.51% | 14.06% | Interior
86.12% | 22.78% | 14.06% | Interior
86.12% | 22.78% | 14.06% | Interior
86.12% | 19.47% | 14.06% | Interior
86.12% | 16.53% | 14.06% | Interior
86.12% | 16.53% | 14.06% | Interior
86.12% | 16.53% | 14.06% | Interior
86.12% | 16.53% | 14.06% | Interior
86.12% | 16.53% | 14.06% | Interior
86.12% | 16.53% | 14.06% | Interior
86.11% | 18.38% | 14.06% | Interior
86.11% | 18.74% | 14.06% | Interior
86.11% | 18.74% | 14.06% | Interior
86.11% | 17.64% | 14.06% | Interior
86.11% | 17.64% | 14.06% | Interior
86.11% | 17.64% | 14.06% | Interior
86.11% | 17.64% | 14.06% | Interior
86.11% | 22.75% | 14.06% | Interior
86.11% | 16.51% | 14.06% | Interior
86.11% | 21.48% | 14.06% | Interior
86.1% | 18.72% | 14.06% | Interior
86.1% | 17.62% | 14.06% | Interior
86.1% | 21.46% | 14.06% | Interior
86.09% | 20.12% | 14.06% | Interior
86.09% | 16.84% | 14.06% | Interior
86.08% | 19.04% | 14.06% | Interior
86.08% | 20.09% | 14.06% | Interior
86.08% | 20.09% | 14.06% | Interior
86.08% | 20.09% | 14.06% | Interior
86.08% | 17.94% | 14.06% | Interior
86.08% | 16.82% | 14.06% | Interior
86.08% | 19.37% | 14.06% | Interior
86.07% | 16.81% | 14.06% | Interior
86.07% | 16.81% | 14.06% | Interior
86.07% | 16.81% | 14.06% | Interior
86.07% | 16.81% | 14.06% | Interior
86.07% | 16.81% | 14.06% | Interior
86.07% | 16.81% | 14.06% | Interior
86.07% | 16.81% | 14.06% | Interior
86.07% | 19.01% | 14.06% | Interior
86.07% | 19.01% | 14.06% | Interior
86.07% | 19.01% | 14.06% | Interior
86.07% | 19.01% | 14.06% | Interior
86.07% | 17.18% | 14.06% | Interior
86.07% | 18.28% | 14.06% | Interior
86.07% | 17.91% | 14.06% | Interior
86.07% | 17.91% | 14.06% | Interior
86.07% | 17.91% | 14.06% | Interior
86.07% | 17.91% | 14.06% | Interior
86.07% | 17.91% | 14.06% | Interior
86.07% | 16.79% | 14.06% | Interior
86.06% | 19.35% | 14.06% | Interior
86.06% | 19.35% | 14.06% | Interior
86.06% | 19.35% | 14.06% | Interior
86.06% | 17.9% | 14.06% | Interior
86.06% | 16.79% | 14.06% | Interior
86.06% | 17.89% | 14.06% | Interior
86.06% | 17.15% | 14.06% | Interior
86.06% | 17.15% | 14.06% | Interior
86.06% | 17.15% | 14.06% | Interior
86.06% | 18.25% | 14.06% | Interior
86.06% | 18.25% | 14.06% | Interior
86.06% | 18.25% | 14.06% | Interior
86.06% | 20.71% | 14.06% | Interior
86.06% | 22.63% | 14.06% | Interior
86.06% | 16.77% | 14.06% | Interior
86.05% | 17.87% | 14.06% | Interior
86.05% | 22.61% | 14.06% | Interior
86.05% | 20.68% | 14.06% | Interior
86.05% | 20.68% | 14.06% | Interior
86.05% | 20.68% | 14.06% | Interior
86.05% | 20.68% | 14.06% | Interior
86.04% | 20.66% | 14.06% | Interior
86.03% | 18.55% | 14.06% | Interior
86.03% | 17.45% | 14.06% | Interior
86.03% | 16.32% | 14.06% | Interior
86.03% | 21.29% | 14.06% | Interior
86.03% | 16.31% | 14.06% | Interior
86.03% | 16.31% | 14.06% | Interior
86.03% | 16.31% | 14.06% | Interior
86.03% | 16.31% | 14.06% | Interior
86.03% | 16.31% | 14.06% | Interior
86.03% | 16.31% | 14.06% | Interior
86.03% | 16.31% | 14.06% | Interior
86.03% | 16.31% | 14.06% | Interior
86.02% | 16.69% | 14.06% | Interior
86.02% | 19.94% | 14.06% | Interior
86.02% | 19.94% | 14.06% | Interior
86.02% | 18.52% | 14.06% | Interior
86.02% | 18.52% | 14.06% | Interior
86.02% | 18.52% | 14.06% | Interior
86.02% | 18.52% | 14.06% | Interior
86.02% | 18.52% | 14.06% | Interior
86.02% | 18.52% | 14.06% | Interior
86.02% | 18.52% | 14.06% | Interior
86.02% | 17.79% | 14.06% | Interior
86.02% | 17.43% | 14.06% | Interior
86.02% | 17.43% | 14.06% | Interior
86.02% | 17.43% | 14.06% | Interior
86.02% | 17.43% | 14.06% | Interior
86.02% | 17.43% | 14.06% | Interior
86.02% | 17.43% | 14.06% | Interior
86.02% | 17.43% | 14.06% | Interior
86.02% | 17.43% | 14.06% | Interior
86.02% | 16.29% | 14.06% | Interior
86.02% | 21.27% | 14.06% | Interior
86.02% | 21.27% | 14.06% | Interior
86.02% | 21.27% | 14.06% | Interior
86.01% | 16.66% | 14.06% | Interior
86.01% | 16.66% | 14.06% | Interior
86.01% | 16.66% | 14.06% | Interior
86.01% | 16.66% | 14.06% | Interior
86.01% | 16.66% | 14.06% | Interior
86.01% | 16.66% | 14.06% | Interior
86.01% | 19.92% | 14.06% | Interior
86.01% | 18.5% | 14.06% | Interior
86.01% | 18.86% | 14.06% | Interior
86.01% | 18.86% | 14.06% | Interior
86.01% | 17.77% | 14.06% | Interior
86.01% | 17.77% | 14.06% | Interior
86.01% | 17.77% | 14.06% | Interior
86.01% | 17.77% | 14.06% | Interior
86.01% | 16.27% | 14.06% | Interior
86% | 16.64% | 14.06% | Interior
86% | 18.84% | 14.06% | Interior
86% | 17.74% | 14.06% | Interior
86% | 20.56% | 14.06% | Interior
85.99% | 21.84% | 14.06% | Interior
85.99% | 21.84% | 14.06% | Interior
85.99% | 20.53% | 14.06% | Interior
85.99% | 20.53% | 14.06% | Interior
85.99% | 19.16% | 14.06% | Interior
85.98% | 16.96% | 14.06% | Interior
85.98% | 18.06% | 14.06% | Interior
85.98% | 22.44% | 14.06% | Interior
85.98% | 21.82% | 14.06% | Interior
85.98% | 16.19% | 14.06% | Interior
85.97% | 19.13% | 14.06% | Interior
85.97% | 19.13% | 14.06% | Interior
85.97% | 19.13% | 14.06% | Interior
85.97% | 19.13% | 14.06% | Interior
85.97% | 16.94% | 14.06% | Interior
85.97% | 18.4% | 14.06% | Interior
85.97% | 16.93% | 14.06% | Interior
85.97% | 16.93% | 14.06% | Interior
85.97% | 16.93% | 14.06% | Interior
85.97% | 16.93% | 14.06% | Interior
85.97% | 16.93% | 14.06% | Interior
85.97% | 16.93% | 14.06% | Interior
85.97% | 16.93% | 14.06% | Interior
85.97% | 17.3% | 14.06% | Interior
85.97% | 18.04% | 14.06% | Interior
85.97% | 18.04% | 14.06% | Interior
85.97% | 18.04% | 14.06% | Interior
85.97% | 18.04% | 14.06% | Interior
85.97% | 18.04% | 14.06% | Interior
85.97% | 22.41% | 14.06% | Interior
85.97% | 22.41% | 14.06% | Interior
85.97% | 22.41% | 14.06% | Interior
85.97% | 21.15% | 14.06% | Interior
85.97% | 16.16% | 14.06% | Interior
85.97% | 16.16% | 14.06% | Interior
85.97% | 16.16% | 14.06% | Interior
85.97% | 16.16% | 14.06% | Interior
85.96% | 18.02% | 14.06% | Interior
85.96% | 16.91% | 14.06% | Interior
85.96% | 16.91% | 14.06% | Interior
85.96% | 18.01% | 14.06% | Interior
85.96% | 18.38% | 14.06% | Interior
85.96% | 18.38% | 14.06% | Interior
85.96% | 18.38% | 14.06% | Interior
85.96% | 17.28% | 14.06% | Interior
85.96% | 17.28% | 14.06% | Interior
85.96% | 17.28% | 14.06% | Interior
85.96% | 21.12% | 14.06% | Interior
85.95% | 16.89% | 14.06% | Interior
85.95% | 17.99% | 14.06% | Interior
85.95% | 21.09% | 14.06% | Interior
85.94% | 19.76% | 14.06% | Interior
85.94% | 21.72% | 14.06% | Interior
85.93% | 18.67% | 14.06% | Interior
85.93% | 19.73% | 14.06% | Interior
85.93% | 19.73% | 14.06% | Interior
85.93% | 19.73% | 14.06% | Interior
85.93% | 19.73% | 14.06% | Interior
85.93% | 19.73% | 14.06% | Interior
85.93% | 19.73% | 14.06% | Interior
85.93% | 17.58% | 14.06% | Interior
85.93% | 21.7% | 14.06% | Interior
85.93% | 16.45% | 14.06% | Interior
85.92% | 16.44% | 14.06% | Interior
85.92% | 16.44% | 14.06% | Interior
85.92% | 16.44% | 14.06% | Interior
85.92% | 16.44% | 14.06% | Interior
85.92% | 16.44% | 14.06% | Interior
85.92% | 16.44% | 14.06% | Interior
85.92% | 16.44% | 14.06% | Interior
85.92% | 16.44% | 14.06% | Interior
85.92% | 19.71% | 14.06% | Interior
85.92% | 16.81% | 14.06% | Interior
85.92% | 18.65% | 14.06% | Interior
85.92% | 18.65% | 14.06% | Interior
85.92% | 18.65% | 14.06% | Interior
85.92% | 18.65% | 14.06% | Interior
85.92% | 18.65% | 14.06% | Interior
85.92% | 18.65% | 14.06% | Interior
85.92% | 18.65% | 14.06% | Interior
85.92% | 17.92% | 14.06% | Interior
85.92% | 21.67% | 14.06% | Interior
85.92% | 17.55% | 14.06% | Interior
85.92% | 17.55% | 14.06% | Interior
85.92% | 17.55% | 14.06% | Interior
85.92% | 17.55% | 14.06% | Interior
85.92% | 17.55% | 14.06% | Interior
85.92% | 17.55% | 14.06% | Interior
85.92% | 17.55% | 14.06% | Interior
85.92% | 17.55% | 14.06% | Interior
85.91% | 16.42% | 14.06% | Interior
85.91% | 18.98% | 14.06% | Interior
85.91% | 18.98% | 14.06% | Interior
85.91% | 18.62% | 14.06% | Interior
85.91% | 20.35% | 14.06% | Interior
85.91% | 16.78% | 14.06% | Interior
85.91% | 16.78% | 14.06% | Interior
85.91% | 16.78% | 14.06% | Interior
85.91% | 16.78% | 14.06% | Interior
85.91% | 16.78% | 14.06% | Interior
85.91% | 16.78% | 14.06% | Interior
85.91% | 17.89% | 14.06% | Interior
85.91% | 17.89% | 14.06% | Interior
85.91% | 17.89% | 14.06% | Interior
85.91% | 17.89% | 14.06% | Interior
85.91% | 16.4% | 14.06% | Interior
85.9% | 18.96% | 14.06% | Interior
85.9% | 16.76% | 14.06% | Interior
85.9% | 17.86% | 14.06% | Interior
85.9% | 20.32% | 14.06% | Interior
85.9% | 20.32% | 14.06% | Interior
85.9% | 20.32% | 14.06% | Interior
85.88% | 19.61% | 14.06% | Interior
85.88% | 18.19% | 14.06% | Interior
85.88% | 17.09% | 14.06% | Interior
85.88% | 15.95% | 14.06% | Interior
85.88% | 20.93% | 14.06% | Interior
85.88% | 15.95% | 14.06% | Interior
85.88% | 15.95% | 14.06% | Interior
85.88% | 15.95% | 14.06% | Interior
85.88% | 15.95% | 14.06% | Interior
85.88% | 15.95% | 14.06% | Interior
85.88% | 15.95% | 14.06% | Interior
85.88% | 15.95% | 14.06% | Interior
85.87% | 16.32% | 14.06% | Interior
85.87% | 17.07% | 14.06% | Interior
85.87% | 18.53% | 14.06% | Interior
85.87% | 19.58% | 14.06% | Interior
85.87% | 19.58% | 14.06% | Interior
85.87% | 19.58% | 14.06% | Interior
85.87% | 17.43% | 14.06% | Interior
85.87% | 18.16% | 14.06% | Interior
85.87% | 18.16% | 14.06% | Interior
85.87% | 18.16% | 14.06% | Interior
85.87% | 18.16% | 14.06% | Interior
85.87% | 18.16% | 14.06% | Interior
85.87% | 17.06% | 14.06% | Interior
85.87% | 17.06% | 14.06% | Interior
85.87% | 17.06% | 14.06% | Interior
85.87% | 17.06% | 14.06% | Interior
85.87% | 17.06% | 14.06% | Interior
85.87% | 17.06% | 14.06% | Interior
85.87% | 17.06% | 14.06% | Interior
85.87% | 15.93% | 14.06% | Interior
85.87% | 15.93% | 14.06% | Interior
85.87% | 20.9% | 14.06% | Interior
85.87% | 20.9% | 14.06% | Interior
85.87% | 20.9% | 14.06% | Interior
85.87% | 20.9% | 14.06% | Interior
85.86% | 18.14% | 14.06% | Interior
85.86% | 16.29% | 14.06% | Interior
85.86% | 16.29% | 14.06% | Interior
85.86% | 16.29% | 14.06% | Interior
85.86% | 16.29% | 14.06% | Interior
85.86% | 17.04% | 14.06% | Interior
85.86% | 18.14% | 14.06% | Interior
85.86% | 17.03% | 14.06% | Interior
85.86% | 18.5% | 14.06% | Interior
85.86% | 18.5% | 14.06% | Interior
85.86% | 18.5% | 14.06% | Interior
85.86% | 17.4% | 14.06% | Interior
85.86% | 17.4% | 14.06% | Interior
85.86% | 17.4% | 14.06% | Interior
85.86% | 20.88% | 14.06% | Interior
85.85% | 21.51% | 14.06% | Interior
85.85% | 17.01% | 14.06% | Interior
85.85% | 18.11% | 14.06% | Interior
85.84% | 21.48% | 14.06% | Interior
85.84% | 21.48% | 14.06% | Interior
85.84% | 21.48% | 14.06% | Interior
85.84% | 20.17% | 14.06% | Interior
85.84% | 20.17% | 14.06% | Interior
85.83% | 18.79% | 14.06% | Interior
85.83% | 17.7% | 14.06% | Interior
85.83% | 20.15% | 14.06% | Interior
85.83% | 15.82% | 14.06% | Interior
85.82% | 16.57% | 14.06% | Interior
85.82% | 22.05% | 14.06% | Interior
85.82% | 22.05% | 14.06% | Interior
85.82% | 18.76% | 14.06% | Interior
85.82% | 18.76% | 14.06% | Interior
85.82% | 18.76% | 14.06% | Interior
85.82% | 18.76% | 14.06% | Interior
85.82% | 18.76% | 14.06% | Interior
85.82% | 18.76% | 14.06% | Interior
85.82% | 18.76% | 14.06% | Interior
85.82% | 16.57% | 14.06% | Interior
85.82% | 16.57% | 14.06% | Interior
85.82% | 16.57% | 14.06% | Interior
85.82% | 16.57% | 14.06% | Interior
85.82% | 16.57% | 14.06% | Interior
85.82% | 16.57% | 14.06% | Interior
85.82% | 16.57% | 14.06% | Interior
85.82% | 16.57% | 14.06% | Interior
85.82% | 16.94% | 14.06% | Interior
85.82% | 18.04% | 14.06% | Interior
85.82% | 17.67% | 14.06% | Interior
85.82% | 17.67% | 14.06% | Interior
85.82% | 17.67% | 14.06% | Interior
85.82% | 17.67% | 14.06% | Interior
85.82% | 17.67% | 14.06% | Interior
85.82% | 17.67% | 14.06% | Interior
85.82% | 17.67% | 14.06% | Interior
85.82% | 17.67% | 14.06% | Interior
85.82% | 20.78% | 14.06% | Interior
85.82% | 15.8% | 14.06% | Interior
85.82% | 15.8% | 14.06% | Interior
85.82% | 15.8% | 14.06% | Interior
85.82% | 15.8% | 14.06% | Interior
85.82% | 15.8% | 14.06% | Interior
85.82% | 15.8% | 14.06% | Interior
85.82% | 15.8% | 14.06% | Interior
85.81% | 22.02% | 14.06% | Interior
85.81% | 18.74% | 14.06% | Interior
85.81% | 16.55% | 14.06% | Interior
85.81% | 16.91% | 14.06% | Interior
85.81% | 16.91% | 14.06% | Interior
85.81% | 16.91% | 14.06% | Interior
85.81% | 16.91% | 14.06% | Interior
85.81% | 16.91% | 14.06% | Interior
85.81% | 16.91% | 14.06% | Interior
85.81% | 18.01% | 14.06% | Interior
85.81% | 18.01% | 14.06% | Interior
85.81% | 18.01% | 14.06% | Interior
85.81% | 18.01% | 14.06% | Interior
85.81% | 20.75% | 14.06% | Interior
85.81% | 20.75% | 14.06% | Interior
85.81% | 15.77% | 14.06% | Interior
85.8% | 16.52% | 14.06% | Interior
85.8% | 16.88% | 14.06% | Interior
85.8% | 17.99% | 14.06% | Interior
85.79% | 19.39% | 14.06% | Interior
85.79% | 21.36% | 14.06% | Interior
85.78% | 19.36% | 14.06% | Interior
85.78% | 19.36% | 14.06% | Interior
85.78% | 19.36% | 14.06% | Interior
85.78% | 19.36% | 14.06% | Interior
85.78% | 18.31% | 14.06% | Interior
85.78% | 21.33% | 14.06% | Interior
85.78% | 17.21% | 14.06% | Interior
85.78% | 16.08% | 14.06% | Interior
85.78% | 21.92% | 14.06% | Interior
85.77% | 16.07% | 14.06% | Interior
85.77% | 16.07% | 14.06% | Interior
85.77% | 16.07% | 14.06% | Interior
85.77% | 16.07% | 14.06% | Interior
85.77% | 16.07% | 14.06% | Interior
85.77% | 16.07% | 14.06% | Interior
85.77% | 16.07% | 14.06% | Interior
85.77% | 18.64% | 14.06% | Interior
85.77% | 17.19% | 14.06% | Interior
85.77% | 21.31% | 14.06% | Interior
85.77% | 16.44% | 14.06% | Interior
85.77% | 18.28% | 14.06% | Interior
85.77% | 18.28% | 14.06% | Interior
85.77% | 18.28% | 14.06% | Interior
85.77% | 18.28% | 14.06% | Interior
85.77% | 18.28% | 14.06% | Interior
85.77% | 17.55% | 14.06% | Interior
85.77% | 17.18% | 14.06% | Interior
85.77% | 17.18% | 14.06% | Interior
85.77% | 17.18% | 14.06% | Interior
85.77% | 17.18% | 14.06% | Interior
85.77% | 17.18% | 14.06% | Interior
85.77% | 17.18% | 14.06% | Interior
85.77% | 17.18% | 14.06% | Interior
85.76% | 21.9% | 14.06% | Interior
85.76% | 16.05% | 14.06% | Interior
85.76% | 18.26% | 14.06% | Interior
85.76% | 18.62% | 14.06% | Interior
85.76% | 18.62% | 14.06% | Interior
85.76% | 18.62% | 14.06% | Interior
85.76% | 17.16% | 14.06% | Interior
85.76% | 19.98% | 14.06% | Interior
85.76% | 18.26% | 14.06% | Interior
85.76% | 16.42% | 14.06% | Interior
85.76% | 16.42% | 14.06% | Interior
85.76% | 16.42% | 14.06% | Interior
85.76% | 16.42% | 14.06% | Interior
85.76% | 17.16% | 14.06% | Interior
85.76% | 17.52% | 14.06% | Interior
85.76% | 17.52% | 14.06% | Interior
85.76% | 17.52% | 14.06% | Interior
85.76% | 21.87% | 14.06% | Interior
85.75% | 18.24% | 14.06% | Interior
85.75% | 17.14% | 14.06% | Interior
85.75% | 19.95% | 14.06% | Interior
85.75% | 19.95% | 14.06% | Interior
85.75% | 19.95% | 14.06% | Interior
85.75% | 19.95% | 14.06% | Interior
85.75% | 19.95% | 14.06% | Interior
85.75% | 19.95% | 14.06% | Interior
85.74% | 19.93% | 14.06% | Interior
85.73% | 17.82% | 14.06% | Interior
85.73% | 20.56% | 14.06% | Interior
85.73% | 15.58% | 14.06% | Interior
85.73% | 15.58% | 14.06% | Interior
85.73% | 15.58% | 14.06% | Interior
85.73% | 15.58% | 14.06% | Interior
85.73% | 15.58% | 14.06% | Interior
85.73% | 15.58% | 14.06% | Interior
85.73% | 15.58% | 14.06% | Interior
85.72% | 16.7% | 14.06% | Interior
85.72% | 19.21% | 14.06% | Interior
85.72% | 19.21% | 14.06% | Interior
85.72% | 18.16% | 14.06% | Interior
85.72% | 17.06% | 14.06% | Interior
85.72% | 16.69% | 14.06% | Interior
85.72% | 16.69% | 14.06% | Interior
85.72% | 16.69% | 14.06% | Interior
85.72% | 16.69% | 14.06% | Interior
85.72% | 16.69% | 14.06% | Interior
85.72% | 16.69% | 14.06% | Interior
85.72% | 16.69% | 14.06% | Interior
85.72% | 16.69% | 14.06% | Interior
85.72% | 17.79% | 14.06% | Interior
85.72% | 17.79% | 14.06% | Interior
85.72% | 17.79% | 14.06% | Interior
85.72% | 17.79% | 14.06% | Interior
85.72% | 17.79% | 14.06% | Interior
85.72% | 17.79% | 14.06% | Interior
85.72% | 17.79% | 14.06% | Interior
85.72% | 17.79% | 14.06% | Interior
85.72% | 15.56% | 14.06% | Interior
85.72% | 20.54% | 14.06% | Interior
85.72% | 20.54% | 14.06% | Interior
85.72% | 20.54% | 14.06% | Interior
85.71% | 15.92% | 14.06% | Interior
85.71% | 15.92% | 14.06% | Interior
85.71% | 15.92% | 14.06% | Interior
85.71% | 15.92% | 14.06% | Interior
85.71% | 15.92% | 14.06% | Interior
85.71% | 15.92% | 14.06% | Interior
85.71% | 19.19% | 14.06% | Interior
85.71% | 16.67% | 14.06% | Interior
85.71% | 18.13% | 14.06% | Interior
85.71% | 18.13% | 14.06% | Interior
85.71% | 18.13% | 14.06% | Interior
85.71% | 18.13% | 14.06% | Interior
85.71% | 15.53% | 14.06% | Interior
85.71% | 17.03% | 14.06% | Interior
85.71% | 17.03% | 14.06% | Interior
85.71% | 17.03% | 14.06% | Interior
85.71% | 17.03% | 14.06% | Interior
85.71% | 17.03% | 14.06% | Interior
85.71% | 17.03% | 14.06% | Interior
85.7% | 21.14% | 14.06% | Interior
85.7% | 15.9% | 14.06% | Interior
85.7% | 16.65% | 14.06% | Interior
85.7% | 19.83% | 14.06% | Interior
85.7% | 18.11% | 14.06% | Interior
85.7% | 17.01% | 14.06% | Interior
85.69% | 21.11% | 14.06% | Interior
85.69% | 21.11% | 14.06% | Interior
85.69% | 21.11% | 14.06% | Interior
85.69% | 21.11% | 14.06% | Interior
85.69% | 21.71% | 14.06% | Interior
85.69% | 19.8% | 14.06% | Interior
85.69% | 19.8% | 14.06% | Interior
85.69% | 19.8% | 14.06% | Interior
85.68% | 21.09% | 14.06% | Interior
85.68% | 18.43% | 14.06% | Interior
85.68% | 17.33% | 14.06% | Interior
85.68% | 21.68% | 14.06% | Interior
85.68% | 21.68% | 14.06% | Interior
85.68% | 21.68% | 14.06% | Interior
85.67% | 17.31% | 14.06% | Interior
85.67% | 18.4% | 14.06% | Interior
85.67% | 18.4% | 14.06% | Interior
85.67% | 18.4% | 14.06% | Interior
85.67% | 18.4% | 14.06% | Interior
85.67% | 18.4% | 14.06% | Interior
85.67% | 16.2% | 14.06% | Interior
85.67% | 16.2% | 14.06% | Interior
85.67% | 16.2% | 14.06% | Interior
85.67% | 16.2% | 14.06% | Interior
85.67% | 16.2% | 14.06% | Interior
85.67% | 16.2% | 14.06% | Interior
85.67% | 16.2% | 14.06% | Interior
85.67% | 17.67% | 14.06% | Interior
85.67% | 17.3% | 14.06% | Interior
85.67% | 17.3% | 14.06% | Interior
85.67% | 17.3% | 14.06% | Interior
85.67% | 17.3% | 14.06% | Interior
85.67% | 17.3% | 14.06% | Interior
85.67% | 17.3% | 14.06% | Interior
85.67% | 17.3% | 14.06% | Interior
85.67% | 15.43% | 14.06% | Interior
85.67% | 15.43% | 14.06% | Interior
85.67% | 18.38% | 14.06% | Interior
85.66% | 16.18% | 14.06% | Interior
85.66% | 18.38% | 14.06% | Interior
85.66% | 17.28% | 14.06% | Interior
85.66% | 17.28% | 14.06% | Interior
85.66% | 16.54% | 14.06% | Interior
85.66% | 16.54% | 14.06% | Interior
85.66% | 16.54% | 14.06% | Interior
85.66% | 20.39% | 14.06% | Interior
85.66% | 20.39% | 14.06% | Interior
85.66% | 17.64% | 14.06% | Interior
85.66% | 17.64% | 14.06% | Interior
85.66% | 17.64% | 14.06% | Interior
85.66% | 15.4% | 14.06% | Interior
85.65% | 18.36% | 14.06% | Interior
85.65% | 17.26% | 14.06% | Interior
85.65% | 20.36% | 14.06% | Interior
85.65% | 20.99% | 14.06% | Interior
85.64% | 19.02% | 14.06% | Interior
85.63% | 20.96% | 14.06% | Interior
85.63% | 20.96% | 14.06% | Interior
85.63% | 19% | 14.06% | Interior
85.63% | 19% | 14.06% | Interior
85.63% | 19% | 14.06% | Interior
85.63% | 19% | 14.06% | Interior
85.63% | 19% | 14.06% | Interior
85.63% | 19% | 14.06% | Interior
85.63% | 19% | 14.06% | Interior
85.63% | 17.94% | 14.06% | Interior
85.63% | 21.56% | 14.06% | Interior
85.62% | 15.7% | 14.06% | Interior
85.62% | 15.7% | 14.06% | Interior
85.62% | 15.7% | 14.06% | Interior
85.62% | 15.7% | 14.06% | Interior
85.62% | 15.7% | 14.06% | Interior
85.62% | 15.7% | 14.06% | Interior
85.62% | 18.97% | 14.06% | Interior
85.62% | 18.28% | 14.06% | Interior
85.62% | 21.53% | 14.06% | Interior
85.62% | 17.91% | 14.06% | Interior
85.62% | 17.91% | 14.06% | Interior
85.62% | 17.91% | 14.06% | Interior
85.62% | 17.91% | 14.06% | Interior
85.62% | 17.91% | 14.06% | Interior
85.62% | 17.91% | 14.06% | Interior
85.62% | 17.91% | 14.06% | Interior
85.62% | 17.91% | 14.06% | Interior
85.62% | 17.18% | 14.06% | Interior
85.62% | 16.81% | 14.06% | Interior
85.62% | 16.81% | 14.06% | Interior
85.62% | 16.81% | 14.06% | Interior
85.62% | 16.81% | 14.06% | Interior
85.62% | 16.81% | 14.06% | Interior
85.62% | 16.81% | 14.06% | Interior
85.62% | 16.81% | 14.06% | Interior
85.62% | 16.81% | 14.06% | Interior
85.61% | 19.61% | 14.06% | Interior
85.61% | 18.25% | 14.06% | Interior
85.61% | 18.25% | 14.06% | Interior
85.61% | 18.25% | 14.06% | Interior
85.61% | 18.25% | 14.06% | Interior
85.61% | 21.5% | 14.06% | Interior
85.61% | 16.05% | 14.06% | Interior
85.61% | 16.05% | 14.06% | Interior
85.61% | 16.05% | 14.06% | Interior
85.61% | 16.05% | 14.06% | Interior
85.61% | 16.05% | 14.06% | Interior
85.61% | 17.15% | 14.06% | Interior
85.61% | 17.15% | 14.06% | Interior
85.61% | 17.15% | 14.06% | Interior
85.61% | 17.15% | 14.06% | Interior
85.61% | 17.15% | 14.06% | Interior
85.61% | 17.15% | 14.06% | Interior
85.61% | 15.66% | 14.06% | Interior
85.6% | 16.77% | 14.06% | Interior
85.6% | 18.23% | 14.06% | Interior
85.6% | 16.02% | 14.06% | Interior
85.6% | 19.58% | 14.06% | Interior
85.6% | 19.58% | 14.06% | Interior
85.6% | 19.58% | 14.06% | Interior
85.6% | 19.58% | 14.06% | Interior
85.6% | 17.13% | 14.06% | Interior
85.58% | 18.88% | 14.06% | Interior
85.58% | 20.2% | 14.06% | Interior
85.58% | 17.45% | 14.06% | Interior
85.58% | 15.21% | 14.06% | Interior
85.58% | 15.21% | 14.06% | Interior
85.58% | 15.21% | 14.06% | Interior
85.58% | 15.21% | 14.06% | Interior
85.58% | 15.21% | 14.06% | Interior
85.57% | 18.85% | 14.06% | Interior
85.57% | 18.85% | 14.06% | Interior
85.57% | 18.85% | 14.06% | Interior
85.57% | 17.79% | 14.06% | Interior
85.57% | 16.32% | 14.06% | Interior
85.57% | 16.32% | 14.06% | Interior
85.57% | 16.32% | 14.06% | Interior
85.57% | 16.32% | 14.06% | Interior
85.57% | 16.32% | 14.06% | Interior
85.57% | 16.32% | 14.06% | Interior
85.57% | 20.17% | 14.06% | Interior
85.57% | 20.17% | 14.06% | Interior
85.57% | 20.17% | 14.06% | Interior
85.57% | 20.17% | 14.06% | Interior
85.57% | 20.17% | 14.06% | Interior
85.57% | 20.17% | 14.06% | Interior
85.57% | 17.43% | 14.06% | Interior
85.57% | 17.43% | 14.06% | Interior
85.57% | 17.43% | 14.06% | Interior
85.57% | 17.43% | 14.06% | Interior
85.57% | 17.43% | 14.06% | Interior
85.57% | 17.43% | 14.06% | Interior
85.57% | 17.43% | 14.06% | Interior
85.56% | 15.55% | 14.06% | Interior
85.56% | 20.15% | 14.06% | Interior
85.56% | 20.77% | 14.06% | Interior
85.56% | 17.4% | 14.06% | Interior
85.56% | 17.76% | 14.06% | Interior
85.56% | 17.76% | 14.06% | Interior
85.56% | 17.76% | 14.06% | Interior
85.56% | 16.66% | 14.06% | Interior
85.56% | 16.66% | 14.06% | Interior
85.55% | 15.53% | 14.06% | Interior
85.55% | 17.38% | 14.06% | Interior
85.55% | 20.74% | 14.06% | Interior
85.55% | 20.74% | 14.06% | Interior
85.55% | 20.74% | 14.06% | Interior
85.54% | 21.34% | 14.06% | Interior
85.54% | 19.44% | 14.06% | Interior
85.54% | 19.44% | 14.06% | Interior
85.53% | 21.31% | 14.06% | Interior
85.53% | 21.31% | 14.06% | Interior
85.53% | 21.31% | 14.06% | Interior
85.53% | 21.31% | 14.06% | Interior
85.53% | 18.06% | 14.06% | Interior
85.53% | 19.41% | 14.06% | Interior
85.52% | 21.28% | 14.06% | Interior
85.52% | 18.03% | 14.06% | Interior
85.52% | 18.03% | 14.06% | Interior
85.52% | 18.03% | 14.06% | Interior
85.52% | 18.03% | 14.06% | Interior
85.52% | 18.03% | 14.06% | Interior
85.52% | 18.03% | 14.06% | Interior
85.52% | 18.03% | 14.06% | Interior
85.52% | 18.03% | 14.06% | Interior
85.52% | 15.83% | 14.06% | Interior
85.52% | 15.83% | 14.06% | Interior
85.52% | 15.83% | 14.06% | Interior
85.52% | 15.83% | 14.06% | Interior
85.52% | 15.83% | 14.06% | Interior
85.52% | 20.05% | 14.06% | Interior
85.52% | 16.93% | 14.06% | Interior
85.52% | 16.93% | 14.06% | Interior
85.52% | 16.93% | 14.06% | Interior
85.52% | 16.93% | 14.06% | Interior
85.52% | 16.93% | 14.06% | Interior
85.52% | 16.93% | 14.06% | Interior
85.52% | 16.93% | 14.06% | Interior
85.52% | 15.06% | 14.06% | Interior
85.52% | 15.06% | 14.06% | Interior
85.52% | 15.06% | 14.06% | Interior
85.51% | 20.02% | 14.06% | Interior
85.51% | 20.02% | 14.06% | Interior
85.51% | 20.02% | 14.06% | Interior
85.51% | 16.17% | 14.06% | Interior
85.51% | 16.17% | 14.06% | Interior
85.51% | 16.17% | 14.06% | Interior
85.51% | 16.17% | 14.06% | Interior
85.51% | 17.28% | 14.06% | Interior
85.51% | 17.28% | 14.06% | Interior
85.51% | 17.28% | 14.06% | Interior
85.51% | 17.28% | 14.06% | Interior
85.51% | 17.28% | 14.06% | Interior
85.5% | 16.15% | 14.06% | Interior
85.5% | 17.25% | 14.06% | Interior
85.49% | 18.66% | 14.06% | Interior
85.49% | 20.59% | 14.06% | Interior
85.49% | 20.59% | 14.06% | Interior
85.49% | 21.19% | 14.06% | Interior
85.48% | 18.63% | 14.06% | Interior
85.48% | 18.63% | 14.06% | Interior
85.48% | 18.63% | 14.06% | Interior
85.48% | 18.63% | 14.06% | Interior
85.48% | 18.63% | 14.06% | Interior
85.48% | 20.57% | 14.06% | Interior
85.47% | 21.16% | 14.06% | Interior
85.47% | 21.16% | 14.06% | Interior
85.47% | 18.61% | 14.06% | Interior
85.47% | 15.33% | 14.06% | Interior
85.47% | 15.33% | 14.06% | Interior
85.47% | 15.33% | 14.06% | Interior
85.47% | 15.33% | 14.06% | Interior
85.47% | 17.55% | 14.06% | Interior
85.47% | 17.55% | 14.06% | Interior
85.47% | 17.55% | 14.06% | Interior
85.47% | 17.55% | 14.06% | Interior
85.47% | 17.55% | 14.06% | Interior
85.47% | 17.55% | 14.06% | Interior
85.47% | 16.44% | 14.06% | Interior
85.47% | 16.44% | 14.06% | Interior
85.47% | 16.44% | 14.06% | Interior
85.47% | 16.44% | 14.06% | Interior
85.47% | 16.44% | 14.06% | Interior
85.46% | 19.25% | 14.06% | Interior
85.46% | 17.88% | 14.06% | Interior
85.46% | 17.88% | 14.06% | Interior
85.46% | 15.68% | 14.06% | Interior
85.46% | 17.52% | 14.06% | Interior
85.46% | 16.79% | 14.06% | Interior
85.45% | 19.22% | 14.06% | Interior
85.45% | 19.22% | 14.06% | Interior
85.45% | 19.22% | 14.06% | Interior
85.45% | 19.22% | 14.06% | Interior
85.45% | 19.22% | 14.06% | Interior
85.45% | 19.22% | 14.06% | Interior
85.45% | 19.22% | 14.06% | Interior
85.45% | 15.65% | 14.06% | Interior
85.44% | 19.19% | 14.06% | Interior
85.43% | 19.83% | 14.06% | Interior
85.43% | 14.84% | 14.06% | Interior
85.43% | 14.84% | 14.06% | Interior
85.42% | 18.48% | 14.06% | Interior
85.42% | 18.48% | 14.06% | Interior
85.42% | 18.48% | 14.06% | Interior
85.42% | 19.8% | 14.06% | Interior
85.42% | 19.8% | 14.06% | Interior
85.42% | 19.8% | 14.06% | Interior
85.42% | 19.8% | 14.06% | Interior
85.42% | 15.95% | 14.06% | Interior
85.42% | 15.95% | 14.06% | Interior
85.42% | 15.95% | 14.06% | Interior
85.42% | 15.95% | 14.06% | Interior
85.42% | 17.06% | 14.06% | Interior
85.42% | 17.06% | 14.06% | Interior
85.42% | 17.06% | 14.06% | Interior
85.42% | 17.06% | 14.06% | Interior
85.42% | 17.06% | 14.06% | Interior
85.42% | 17.06% | 14.06% | Interior
85.41% | 18.46% | 14.06% | Interior
85.41% | 20.4% | 14.06% | Interior
85.41% | 15.18% | 14.06% | Interior
85.41% | 15.18% | 14.06% | Interior
85.41% | 17.4% | 14.06% | Interior
85.41% | 17.4% | 14.06% | Interior
85.41% | 17.4% | 14.06% | Interior
85.41% | 16.29% | 14.06% | Interior
85.41% | 16.29% | 14.06% | Interior
85.41% | 16.29% | 14.06% | Interior
85.4% | 20.37% | 14.06% | Interior
85.4% | 20.37% | 14.06% | Interior
85.4% | 20.37% | 14.06% | Interior
85.4% | 20.37% | 14.06% | Interior
85.4% | 20.37% | 14.06% | Interior
85.4% | 20.37% | 14.06% | Interior
85.4% | 20.96% | 14.06% | Interior
85.4% | 17.37% | 14.06% | Interior
85.4% | 16.27% | 14.06% | Interior
85.39% | 20.35% | 14.06% | Interior
85.39% | 19.07% | 14.06% | Interior
85.39% | 19.07% | 14.06% | Interior
85.39% | 20.94% | 14.06% | Interior
85.39% | 20.94% | 14.06% | Interior
85.39% | 20.94% | 14.06% | Interior
85.37% | 17.66% | 14.06% | Interior
85.37% | 17.66% | 14.06% | Interior
85.37% | 17.66% | 14.06% | Interior
85.37% | 17.66% | 14.06% | Interior
85.37% | 15.46% | 14.06% | Interior
85.37% | 15.46% | 14.06% | Interior
85.37% | 15.46% | 14.06% | Interior
85.37% | 16.57% | 14.06% | Interior
85.37% | 16.57% | 14.06% | Interior
85.37% | 16.57% | 14.06% | Interior
85.37% | 16.57% | 14.06% | Interior
85.37% | 14.69% | 14.06% | Interior
85.37% | 14.69% | 14.06% | Interior
85.36% | 17.64% | 14.06% | Interior
85.36% | 19.65% | 14.06% | Interior
85.36% | 19.65% | 14.06% | Interior
85.36% | 15.8% | 14.06% | Interior
85.36% | 16.91% | 14.06% | Interior
85.36% | 14.66% | 14.06% | Interior
85.35% | 19.63% | 14.06% | Interior
85.35% | 15.78% | 14.06% | Interior
85.34% | 20.22% | 14.06% | Interior
85.34% | 20.22% | 14.06% | Interior
85.33% | 18.26% | 14.06% | Interior
85.33% | 18.26% | 14.06% | Interior
85.33% | 18.26% | 14.06% | Interior
85.33% | 18.26% | 14.06% | Interior
85.33% | 18.26% | 14.06% | Interior
85.33% | 20.78% | 14.06% | Interior
85.33% | 20.78% | 14.06% | Interior
85.32% | 14.96% | 14.06% | Interior
85.32% | 20.76% | 14.06% | Interior
85.32% | 17.18% | 14.06% | Interior
85.32% | 17.18% | 14.06% | Interior
85.32% | 17.18% | 14.06% | Interior
85.32% | 17.18% | 14.06% | Interior
85.32% | 17.18% | 14.06% | Interior
85.32% | 16.07% | 14.06% | Interior
85.32% | 16.07% | 14.06% | Interior
85.32% | 16.07% | 14.06% | Interior
85.31% | 17.51% | 14.06% | Interior
85.31% | 17.51% | 14.06% | Interior
85.31% | 15.31% | 14.06% | Interior
85.31% | 16.42% | 14.06% | Interior
85.31% | 16.42% | 14.06% | Interior
85.3% | 17.49% | 14.06% | Interior
85.3% | 18.85% | 14.06% | Interior
85.3% | 18.85% | 14.06% | Interior
85.3% | 16.39% | 14.06% | Interior
85.29% | 18.83% | 14.06% | Interior
85.28% | 14.47% | 14.06% | Interior
85.27% | 18.11% | 14.06% | Interior
85.27% | 19.43% | 14.06% | Interior
85.27% | 19.43% | 14.06% | Interior
85.27% | 19.43% | 14.06% | Interior
85.27% | 19.43% | 14.06% | Interior
85.27% | 15.58% | 14.06% | Interior
85.27% | 15.58% | 14.06% | Interior
85.27% | 16.69% | 14.06% | Interior
85.27% | 16.69% | 14.06% | Interior
85.27% | 16.69% | 14.06% | Interior
85.26% | 19.41% | 14.06% | Interior
85.26% | 17.03% | 14.06% | Interior
85.26% | 20% | 14.06% | Interior
85.25% | 14.79% | 14.06% | Interior
85.25% | 15.9% | 14.06% | Interior
85.25% | 20.56% | 14.06% | Interior
85.25% | 20.56% | 14.06% | Interior
85.25% | 20.56% | 14.06% | Interior
85.24% | 18.7% | 14.06% | Interior
85.24% | 20.54% | 14.06% | Interior
85.23% | 18.68% | 14.06% | Interior
85.22% | 17.29% | 14.06% | Interior
85.22% | 17.29% | 14.06% | Interior
85.22% | 17.29% | 14.06% | Interior
85.22% | 17.29% | 14.06% | Interior
85.22% | 16.2% | 14.06% | Interior
85.22% | 16.2% | 14.06% | Interior
85.22% | 16.2% | 14.06% | Interior
85.21% | 16.54% | 14.06% | Interior
85.2% | 16.51% | 14.06% | Interior
85.19% | 19.83% | 14.06% | Interior
85.19% | 17.89% | 14.06% | Interior
85.19% | 17.89% | 14.06% | Interior
85.18% | 17.87% | 14.06% | Interior
85.17% | 16.81% | 14.06% | Interior
85.17% | 16.81% | 14.06% | Interior
85.17% | 15.7% | 14.06% | Interior
85.17% | 15.7% | 14.06% | Interior
85.15% | 18.48% | 14.06% | Interior
85.15% | 18.48% | 14.06% | Interior
85.15% | 18.48% | 14.06% | Interior
85.15% | 16.02% | 14.06% | Interior
85.13% | 19.06% | 14.06% | Interior
85.12% | 16.32% | 14.06% | Interior
85.12% | 16.32% | 14.06% | Interior
85.12% | 19.04% | 14.06% | Interior
85.12% | 17.72% | 14.06% | Interior
85.11% | 19.63% | 14.06% | Interior
85.11% | 19.63% | 14.06% | Interior
85.11% | 20.19% | 14.06% | Interior
85.1% | 19.61% | 14.06% | Interior
85.1% | 16.63% | 14.06% | Interior
85.08% | 16.92% | 14.06% | Interior
85.08% | 16.92% | 14.06% | Interior
85.07% | 15.83% | 14.06% | Interior
85.04% | 17.52% | 14.06% | Interior
85.04% | 17.52% | 14.06% | Interior
85.02% | 16.44% | 14.06% | Interior
85.01% | 18.11% | 14.06% | Interior
85.01% | 18.11% | 14.06% | Interior
85% | 18.09% | 14.06% | Interior
84.98% | 18.69% | 14.06% | Interior
84.96% | 19.23% | 14.06% | Interior
84.96% | 19.79% | 14.06% | Interior